## table_export
CELL | MODEL | SEQ | DESCRIPTION | DATE_INSTALLED | DATE_REMOVED | STATION_FT | OFFSET_FT | SENSOR_DEPTH_IN | ORIENTATION
1 | DT | 1 | Linear Variable Differential Transducer | 1993-08-01 | 2006-07-01 | 110644.89 | -10.64 | 3
1 | DT | 2 | Linear Variable Differential Transducer | 1993-08-01 | 2006-07-01 | 110646.89 | -9.61 | 3
1 | DT | 3 | Linear Variable Differential Transducer | 1993-08-01 | 2006-07-01 | 110648.89 | -8.64 | 3
1 | DT | 4 | Linear Variable Differential Transducer | 1993-08-01 | 2006-07-01 | 110650.92 | -10.59 | 3
1 | DT | 5 | Linear Variable Differential Transducer | 1993-08-01 | 2006-07-01 | 110652.91 | -9.57 | 3
1 | DT | 6 | Linear Variable Differential Transducer | 1993-08-01 | 2006-07-01 | 110654.87 | -8.63 | 3
1 | NP | 1 | Neutron Probe | 1993-08-01 | 2006-07-01 | 110642.86 | -5.92 | 0.24
1 | OS | 1 | MnROAD Open Stand Pipe | 1993-08-01 | 2006-07-01 | 110633.15 | -25 | 180
1 | PG | 1 | Dynamic Normal Pressure Gauge - Geokon 3500 | 1993-08-01 | 2009-11-18 | 110637.02 | -8.96 | 5.76
1 | PG | 2 | Dynamic Normal Pressure Gauge - Geokon 3500 | 1993-08-01 | 2007-11-18 | 110637.11 | -8.79 | 21.12
1 | PG | 3 | Dynamic Normal Pressure Gauge - Geokon 3500 | 1993-08-01 | 2009-11-18 | 110636.96 | -10 | 5.76
1 | PG | 4 | Dynamic Normal Pressure Gauge - Geokon 3500 | 1993-08-01 | 2009-11-18 | 110637.03 | -9.83 | 21.24
1 | PG | 5 | Dynamic Normal Pressure Gauge - Geokon 3500 | 1993-08-01 | 2009-11-18 | 110636.96 | -11.03 | 5.64
1 | PG | 6 | Dynamic Normal Pressure Gauge - Geokon 3500 | 1993-08-01 | 2009-11-18 | 110637.01 | -10.86 | 21.12
1 | PK | 1 | Dynamic Pressure Gauge | 1993-08-01 | 2009-11-19 | 110636.97 | -9.77 | 38.88
1 | RP | 1 | Resistivity Probe | 1993-09-01 | 1999-05-31 | 110641.3 | -9.78 | 10.2
1 | TC | 1 | MnROAD Thermal Couple Tree - Omega | 1993-08-01 | 2006-07-01 | 110640.68 | -9.76 | 1.2
1 | TC | 2 | MnROAD Thermal Couple Tree - Omega | 1993-08-01 | 2006-07-01 | 110640.68 | -9.76 | 2.16
1 | TC | 3 | MnROAD Thermal Couple Tree - Omega | 1993-08-01 |  | 110640.68 | -9.76 | 6.24
1 | TC | 4 | MnROAD Thermal Couple Tree - Omega | 1993-08-01 |  | 110640.68 | -9.76 | 7.56
1 | TC | 5 | MnROAD Thermal Couple Tree - Omega | 1993-08-01 |  | 110640.68 | -9.76 | 11.52
1 | TC | 6 | MnROAD Thermal Couple Tree - Omega | 1993-08-01 |  | 110640.68 | -9.76 | 17.52
1 | TC | 7 | MnROAD Thermal Couple Tree - Omega | 1993-08-01 |  | 110640.68 | -9.76 | 23.52
1 | TC | 8 | MnROAD Thermal Couple Tree - Omega | 1993-08-01 |  | 110640.68 | -9.76 | 35.52
1 | TC | 9 | MnROAD Thermal Couple Tree - Omega | 1993-08-01 |  | 110640.68 | -9.76 | 47.52
1 | TC | 10 | MnROAD Thermal Couple Tree - Omega | 1993-08-01 |  | 110640.68 | -9.76 | 59.52
1 | TC | 11 | MnROAD Thermal Couple Tree - Omega | 1993-08-01 |  | 110640.68 | -9.76 | 95.52
1 | TD | 1 | Time Domain Reflectometer | 1993-08-01 |  | 110642.93 | -9.66 | 12.12
1 | TD | 2 | Time Domain Reflectometer | 1993-08-01 |  | 110642.93 | -9.66 | 18.12
1 | TD | 3 | Time Domain Reflectometer | 1993-08-01 |  | 110642.93 | -9.66 | 24.12
1 | TD | 4 | Time Domain Reflectometer | 1993-08-01 |  | 110642.93 | -9.66 | 36.12
1 | TD | 5 | Time Domain Reflectometer | 1993-08-01 |  | 110642.93 | -9.66 | 48.12
1 | TD | 6 | Time Domain Reflectometer | 1993-08-01 |  | 110642.93 | -9.66 | 60.12
1 | TD | 7 | Time Domain Reflectometer | 1993-08-01 |  | 110642.93 | -9.66 | 96.12
1 | TE | 1 | Bituminous Transverse Embedment Strain Gauge | 1993-08-01 | 2007-11-17 | 110632.99 | -8.69 | 5.16 | Transverse
1 | TE | 2 | Bituminous Transverse Embedment Strain Gauge | 1993-08-01 | 2007-11-17 | 110632.99 | -9.68 | 5.28 | Transverse
1 | TE | 3 | Bituminous Transverse Embedment Strain Gauge | 1993-08-01 | 2007-11-17 | 110632.97 | -10.73 | 5.28 | Transverse
1 | TE | 4 | Bituminous Transverse Embedment Strain Gauge | 1993-08-01 | 2007-11-17 | 110632.97 | 10.82 | 5.4 | Transverse
1 | TE | 5 | Bituminous Transverse Embedment Strain Gauge | 1993-08-01 | 2007-11-17 | 110633.01 | 9.93 | 5.28 | Transverse
1 | TE | 6 | Bituminous Transverse Embedment Strain Gauge | 1993-08-01 | 2007-11-17 | 110632.98 | 8.7 | 6.12 | Transverse
1 | WM | 1 | Water Mark - Irrometer | 1993-08-01 |  | 110642.93 | -9.66 | 12.12
1 | WM | 2 | Water Mark - Irrometer | 1993-08-01 |  | 110642.93 | -9.66 | 18.12
1 | WM | 3 | Water Mark - Irrometer | 1993-08-01 |  | 110642.93 | -9.66 | 24.12
1 | WM | 4 | Water Mark - Irrometer | 1993-08-01 |  | 110642.93 | -9.66 | 36.12
1 | WM | 5 | Water Mark - Irrometer | 1993-08-01 |  | 110642.93 | -9.66 | 48.12
1 | WM | 6 | Water Mark - Irrometer | 1993-08-01 |  | 110642.93 | -9.66 | 60.12
1 | WM | 7 | Water Mark - Irrometer | 1993-08-01 |  | 110642.93 | -9.66 | 96.12
2 | EC | 101 | Decagon Moisture - 5TE | 2008-09-15 |  | 111026.5 | -5.9 | 4.94
2 | EC | 102 | Decagon Moisture - 5TE | 2008-09-15 |  | 111026.5 | -5.9 | 9.02
2 | EC | 103 | Decagon Moisture - 5TE | 2008-09-15 |  | 111026.5 | -5.9 | 15.02
2 | EC | 104 | Decagon Moisture - 5TE | 2008-09-15 |  | 111026.5 | -5.9 | 24.02
2 | EC | 105 | Decagon Moisture - 5TE | 2008-09-15 |  | 111026.5 | -5.9 | 36.02
2 | EC | 106 | Decagon Moisture - 5TE | 2008-09-15 |  | 111026.5 | -5.9 | 48
2 | EC | 107 | Decagon Moisture - 5TE | 2008-09-15 |  | 111026.5 | -5.9 | 60.02
2 | EC | 108 | Decagon Moisture - 5TE | 2008-09-15 |  | 111026.5 | -5.9 | 72
2 | ET | 101 | Decagon Moisture - 5TE (temperature) | 2008-09-15 |  | 111026.5 | -5.9 | 4.94
2 | ET | 102 | Decagon Moisture - 5TE (temperature) | 2008-09-15 |  | 111026.5 | -5.9 | 9.02
2 | ET | 103 | Decagon Moisture - 5TE (temperature) | 2008-09-15 |  | 111026.5 | -5.9 | 15.02
2 | ET | 104 | Decagon Moisture - 5TE (temperature) | 2008-09-15 |  | 111026.5 | -5.9 | 24.02
2 | ET | 105 | Decagon Moisture - 5TE (temperature) | 2008-09-15 |  | 111026.5 | -5.9 | 36.02
2 | ET | 106 | Decagon Moisture - 5TE (temperature) | 2008-09-15 |  | 111026.5 | -5.9 | 48
2 | ET | 107 | Decagon Moisture - 5TE (temperature) | 2008-09-15 |  | 111026.5 | -5.9 | 60.02
2 | ET | 108 | Decagon Moisture - 5TE (temperature) | 2008-09-15 |  | 111026.5 | -5.9 | 72
2 | EW | 101 | Decagon Moisture - 5TE (volumetric moisture content) | 2008-09-15 |  | 111026.5 | -5.9 | 4.94
2 | EW | 102 | Decagon Moisture - 5TE (volumetric moisture content) | 2008-09-15 |  | 111026.5 | -5.9 | 9.02
2 | EW | 103 | Decagon Moisture - 5TE (volumetric moisture content) | 2008-09-15 |  | 111026.5 | -5.9 | 15.02
2 | EW | 104 | Decagon Moisture - 5TE (volumetric moisture content) | 2008-09-15 |  | 111026.5 | -5.9 | 24.02
2 | EW | 105 | Decagon Moisture - 5TE (volumetric moisture content) | 2008-09-15 |  | 111026.5 | -5.9 | 36.02
2 | EW | 106 | Decagon Moisture - 5TE (volumetric moisture content) | 2008-09-15 |  | 111026.5 | -5.9 | 48
2 | EW | 107 | Decagon Moisture - 5TE (volumetric moisture content) | 2008-09-15 |  | 111026.5 | -5.9 | 60.02
2 | EW | 108 | Decagon Moisture - 5TE (volumetric moisture content) | 2008-09-15 |  | 111026.5 | -5.9 | 72
2 | LE | 1 | Dynamic Strain Gauge - Dynatest | 1993-08-01 | 2007-11-17 | 111004.03 | -10.7 | 4.56 | Longitudinal
2 | LE | 2 | Dynamic Strain Gauge - Dynatest | 1993-08-01 | 2007-11-17 | 111004.02 | -9.77 | 4.68 | Longitudinal
2 | LE | 3 | Dynamic Strain Gauge - Dynatest | 1993-08-01 | 2007-11-17 | 111004 | -8.83 | 4.92 | Longitudinal
2 | LE | 101 | Dynamic Strain Gauge - CTL | 2008-09-15 |  | 111009.01 | -8.97 | 10.81 | Longitudinal
2 | LE | 102 | Dynamic Strain Gauge - CTL | 2008-09-15 |  | 111006.92 | -8.88 | 10.45 | Longitudinal
2 | LE | 103 | Dynamic Strain Gauge - CTL | 2008-09-15 |  | 111004.78 | -8.96 | 10.57 | Longitudinal
2 | LE | 104 | Dynamic Strain Gauge - CTL | 2008-09-15 |  | 111009.01 | -8.97 | 3.82 | Longitudinal
2 | LE | 105 | Dynamic Strain Gauge - CTL | 2008-09-15 |  | 111006.92 | -8.88 | 3.46 | Longitudinal
2 | LE | 106 | Dynamic Strain Gauge - CTL | 2008-09-15 |  | 111004.78 | -8.96 | 3.58 | Longitudinal
2 | NP | 1 | Neutron Probe | 1993-08-01 | 2007-11-17 | 111012.93 | -5.94 | 0
2 | OS | 1 | MnROAD Open Stand Pipe | 1993-08-01 | 2007-11-17 | 111022.38 | -25.26 | 180
2 | PG | 101 | Dynamic Normal Pressure Gauge - Geokon 3500 | 2008-09-15 |  | 110986.42 | -9.06 | 17
2 | PG | 102 | Dynamic Normal Pressure Gauge - Geokon 3500 | 2008-09-15 |  | 111006.47 | -8.98 | 17
2 | PG | 103 | Dynamic Normal Pressure Gauge - Geokon 3500 | 2008-09-15 |  | 111026.52 | -8.98 | 17
2 | RP | 1 | Resistivity Probe | 1993-08-01 | 2007-11-17 | 111010.68 | -9.81 | 10.56
2 | TC | 1 | MnROAD Thermal Couple Tree - Omega | 1993-08-01 | 2007-11-17 | 111011.25 | -9.67 | 1.08
2 | TC | 2 | MnROAD Thermal Couple Tree - Omega | 1993-08-01 | 2007-11-17 | 111011.25 | -9.67 | 2.04
2 | TC | 3 | MnROAD Thermal Couple Tree - Omega | 1993-08-01 | 2007-11-17 | 111011.25 | -9.67 | 6.36
2 | TC | 4 | MnROAD Thermal Couple Tree - Omega | 1993-08-01 | 2007-11-17 | 111011.25 | -9.67 | 7.32
2 | TC | 5 | MnROAD Thermal Couple Tree - Omega | 1993-08-01 | 2007-11-17 | 111011.25 | -9.67 | 11.4
2 | TC | 6 | MnROAD Thermal Couple Tree - Omega | 1993-08-01 | 2007-11-17 | 111011.25 | -9.67 | 17.4
2 | TC | 7 | MnROAD Thermal Couple Tree - Omega | 1993-08-01 | 2007-11-17 | 111011.25 | -9.67 | 23.4
2 | TC | 8 | MnROAD Thermal Couple Tree - Omega | 1993-08-01 | 2007-11-17 | 111011.25 | -9.67 | 35.4
2 | TC | 9 | MnROAD Thermal Couple Tree - Omega | 1993-08-01 | 2007-11-17 | 111011.25 | -9.67 | 47.4
2 | TC | 10 | MnROAD Thermal Couple Tree - Omega | 1993-08-01 | 2007-11-17 | 111011.25 | -9.67 | 59.4
2 | TC | 11 | MnROAD Thermal Couple Tree - Omega | 1993-08-01 | 2007-11-17 | 111011.25 | -9.67 | 95.4
2 | TC | 101 | MnROAD Thermal Couple Tree - Omega | 2008-09-15 |  | 111026.52 | -5.93 | 0.504
2 | TC | 102 | MnROAD Thermal Couple Tree - Omega | 2008-09-15 |  | 111026.52 | -5.93 | 1.5
2 | TC | 103 | MnROAD Thermal Couple Tree - Omega | 2008-09-15 |  | 111026.52 | -5.93 | 2.496
2 | TC | 104 | MnROAD Thermal Couple Tree - Omega | 2008-09-15 |  | 111026.52 | -5.93 | 3.504
2 | TC | 105 | MnROAD Thermal Couple Tree - Omega | 2008-09-15 |  | 111026.52 | -5.93 | 5.004
2 | TC | 106 | MnROAD Thermal Couple Tree - Omega | 2008-09-15 |  | 111026.52 | -5.93 | 6.996
2 | TC | 107 | MnROAD Thermal Couple Tree - Omega | 2008-09-15 |  | 111026.52 | -5.93 | 9
2 | TC | 108 | MnROAD Thermal Couple Tree - Omega | 2008-09-15 |  | 111026.52 | -5.93 | 11.004
2 | TC | 109 | MnROAD Thermal Couple Tree - Omega | 2008-09-15 |  | 111026.52 | -5.93 | 12.996
2 | TC | 110 | MnROAD Thermal Couple Tree - Omega | 2008-09-15 |  | 111026.52 | -5.93 | 15
2 | TC | 111 | MnROAD Thermal Couple Tree - Omega | 2008-09-15 |  | 111026.52 | -5.93 | 24
2 | TC | 112 | MnROAD Thermal Couple Tree - Omega | 2008-09-15 |  | 111026.52 | -5.93 | 27.996
2 | TC | 113 | MnROAD Thermal Couple Tree - Omega | 2008-09-15 |  | 111026.52 | -5.93 | 36
2 | TC | 114 | MnROAD Thermal Couple Tree - Omega | 2008-09-15 |  | 111026.52 | -5.93 | 48
2 | TC | 115 | MnROAD Thermal Couple Tree - Omega | 2008-09-15 |  | 111026.52 | -5.93 | 60
2 | TC | 116 | MnROAD Thermal Couple Tree - Omega | 2008-09-15 |  | 111026.52 | -5.93 | 72
2 | TD | 1 | Time Domain Reflectometer | 1993-08-01 | 2007-11-17 | 111013.14 | -9.62 | 12.48
2 | TD | 2 | Time Domain Reflectometer | 1993-08-01 | 2007-11-17 | 111013.14 | -9.62 | 18.48
2 | TD | 3 | Time Domain Reflectometer | 1993-08-01 | 2007-11-17 | 111013.14 | -9.62 | 24.48
2 | TD | 4 | Time Domain Reflectometer | 1993-08-01 | 2007-11-17 | 111013.14 | -9.62 | 36.48
2 | TD | 5 | Time Domain Reflectometer | 1993-08-01 | 2007-11-17 | 111013.14 | -9.62 | 48.48
2 | TD | 6 | Time Domain Reflectometer | 1993-08-01 | 2007-11-17 | 111013.14 | -9.62 | 60.48
2 | TD | 7 | Time Domain Reflectometer | 1993-08-01 | 2007-11-17 | 111013.14 | -9.62 | 92.28
2 | TE | 1 | Bituminous Transverse Embedment Strain Gauge | 1993-08-01 | 2007-11-17 | 111000.02 | -10.75 | 5.04 | Transverse
2 | TE | 2 | Bituminous Transverse Embedment Strain Gauge | 1993-08-01 | 2007-11-17 | 110999.97 | -9.71 | 5.16 | Transverse
2 | TE | 3 | Bituminous Transverse Embedment Strain Gauge | 1993-08-01 | 2007-11-17 | 111000 | -8.73 | 5.52 | Transverse
2 | TE | 101 | Bituminous Transverse Embedment Strain Gauge | 2008-09-15 |  | 110989.36 | -8.96 | 10.45 | Transverse
2 | TE | 102 | Bituminous Transverse Embedment Strain Gauge | 2008-09-15 |  | 110987.55 | -9 | 11.53 | Transverse
2 | TE | 103 | Bituminous Transverse Embedment Strain Gauge | 2008-09-15 |  | 110985.3 | -8.99 | 11.87 | Transverse
2 | TE | 104 | Bituminous Transverse Embedment Strain Gauge | 2008-09-15 |  | 110989.36 | -8.96 | 3.46 | Transverse
2 | TE | 105 | Bituminous Transverse Embedment Strain Gauge | 2008-09-15 |  | 110987.55 | -9 | 4.54 | Transverse
2 | TE | 106 | Bituminous Transverse Embedment Strain Gauge | 2008-09-15 |  | 110985.34 | -8.99 | 4.18 | Transverse
2 | WM | 1 | Water Mark - Irrometer | 1993-08-01 | 2007-11-17 | 111013.14 | -9.62 | 12.48
2 | WM | 2 | Water Mark - Irrometer | 1993-08-01 | 2007-11-17 | 111013.14 | -9.62 | 18.48
2 | WM | 3 | Water Mark - Irrometer | 1993-08-01 | 2007-11-17 | 111013.14 | -9.62 | 24.48
2 | WM | 4 | Water Mark - Irrometer | 1993-08-01 | 2007-11-17 | 111013.14 | -9.62 | 36.48
2 | WM | 5 | Water Mark - Irrometer | 1993-08-01 | 2007-11-17 | 111013.14 | -9.62 | 48.48
2 | WM | 6 | Water Mark - Irrometer | 1993-08-01 | 2007-11-17 | 111013.14 | -9.62 | 60.48
2 | WM | 7 | Water Mark - Irrometer | 1993-08-01 | 2007-11-17 | 111013.14 | -9.62 | 92.28
3 | EC | 101 | Decagon Moisture - 5TE | 2008-09-15 |  | 111802.5 | -5.9 | 5
3 | EC | 102 | Decagon Moisture - 5TE | 2008-09-15 |  | 111802.5 | -5.9 | 9
3 | EC | 103 | Decagon Moisture - 5TE | 2008-09-15 |  | 111802.5 | -5.9 | 13
3 | EC | 104 | Decagon Moisture - 5TE | 2008-09-15 |  | 111802.5 | -5.9 | 15
3 | EC | 105 | Decagon Moisture - 5TE | 2008-09-15 |  | 111802.5 | -5.9 | 28
3 | EC | 106 | Decagon Moisture - 5TE | 2008-09-15 |  | 111802.5 | -5.9 | 36
3 | EC | 107 | Decagon Moisture - 5TE | 2008-09-15 |  | 111802.5 | -5.9 | 60
3 | EC | 108 | Decagon Moisture - 5TE | 2008-09-15 |  | 111802.5 | -5.9 | 72
3 | ET | 101 | Decagon Moisture - 5TE (temperature) | 2008-09-15 |  | 111802.5 | -5.9 | 5
3 | ET | 102 | Decagon Moisture - 5TE (temperature) | 2008-09-15 |  | 111802.5 | -5.9 | 9
3 | ET | 103 | Decagon Moisture - 5TE (temperature) | 2008-09-15 |  | 111802.5 | -5.9 | 13
3 | ET | 104 | Decagon Moisture - 5TE (temperature) | 2008-09-15 |  | 111802.5 | -5.9 | 15
3 | ET | 105 | Decagon Moisture - 5TE (temperature) | 2008-09-15 |  | 111802.5 | -5.9 | 28
3 | ET | 106 | Decagon Moisture - 5TE (temperature) | 2008-09-15 |  | 111802.5 | -5.9 | 36
3 | ET | 107 | Decagon Moisture - 5TE (temperature) | 2008-09-15 |  | 111802.5 | -5.9 | 60
3 | ET | 108 | Decagon Moisture - 5TE (temperature) | 2008-09-15 |  | 111802.5 | -5.9 | 72
3 | EW | 101 | Decagon Moisture - 5TE (volumetric moisture content) | 2008-09-15 |  | 111802.5 | -5.9 | 5
3 | EW | 102 | Decagon Moisture - 5TE (volumetric moisture content) | 2008-09-15 |  | 111802.5 | -5.9 | 9
3 | EW | 103 | Decagon Moisture - 5TE (volumetric moisture content) | 2008-09-15 |  | 111802.5 | -5.9 | 13
3 | EW | 104 | Decagon Moisture - 5TE (volumetric moisture content) | 2008-09-15 |  | 111802.5 | -5.9 | 15
3 | EW | 105 | Decagon Moisture - 5TE (volumetric moisture content) | 2008-09-15 |  | 111802.5 | -5.9 | 28
3 | EW | 106 | Decagon Moisture - 5TE (volumetric moisture content) | 2008-09-15 |  | 111802.5 | -5.9 | 36
3 | EW | 107 | Decagon Moisture - 5TE (volumetric moisture content) | 2008-09-15 |  | 111802.5 | -5.9 | 60
3 | EW | 108 | Decagon Moisture - 5TE (volumetric moisture content) | 2008-09-15 |  | 111802.5 | -5.9 | 72
3 | LE | 101 | Dynamic Strain Gauge - CTL | 2008-09-15 |  | 111789 | -9.01 | 9.24 | Longitudinal
3 | LE | 102 | Dynamic Strain Gauge - CTL | 2008-09-15 |  | 111787.2 | -8.92 | 9.36 | Longitudinal
3 | LE | 103 | Dynamic Strain Gauge - CTL | 2008-09-15 |  | 111785.1 | -8.81 | 9 | Longitudinal
3 | LE | 104 | Dynamic Strain Gauge - CTL | 2008-09-15 |  | 111789 | -9.01 | 3.22 | Longitudinal
3 | LE | 105 | Dynamic Strain Gauge - CTL | 2008-09-15 |  | 111787.2 | -8.92 | 3.34 | Longitudinal
3 | LE | 106 | Dynamic Strain Gauge - CTL | 2008-09-15 |  | 111785.1 | -8.81 | 3 | Longitudinal
3 | NP | 1 | Neutron Probe | 1993-08-01 | 2007-11-17 | 111783.09 | -5.93 | 2.52
3 | OS | 1 | MnROAD Open Stand Pipe | 1993-08-01 | 2007-11-17 | 111764.03 | -24.82 | 180
3 | PG | 101 | Dynamic Normal Pressure Gauge - Geokon 3500 | 2008-09-15 |  | 111766.5 | -8.93 | 14
3 | PG | 102 | Dynamic Normal Pressure Gauge - Geokon 3500 | 2008-09-15 |  | 111786.42 | -8.94 | 14
3 | PG | 103 | Dynamic Normal Pressure Gauge - Geokon 3500 | 2008-09-15 |  | 111806.44 | -9.23 | 14
3 | RP | 1 | Resistivity Probe | 1993-08-01 | 2007-11-17 | 111781.21 | -9.6 | 10.8
3 | TC | 1 | MnROAD Thermal Couple Tree - Omega | 1993-08-01 | 2007-11-17 | 111780.6 | -9.72 | 0.96
3 | TC | 2 | MnROAD Thermal Couple Tree - Omega | 1993-08-01 | 2007-11-17 | 111780.6 | -9.72 | 2.16
3 | TC | 3 | MnROAD Thermal Couple Tree - Omega | 1993-08-01 | 2007-11-17 | 111780.6 | -9.72 | 5.16
3 | TC | 4 | MnROAD Thermal Couple Tree - Omega | 1993-08-01 | 2007-11-17 | 111780.6 | -9.72 | 6.6
3 | TC | 5 | MnROAD Thermal Couple Tree - Omega | 1993-08-01 | 2007-11-17 | 111780.6 | -9.72 | 10.56
3 | TC | 6 | MnROAD Thermal Couple Tree - Omega | 1993-08-01 | 2007-11-17 | 111780.6 | -9.72 | 16.56
3 | TC | 7 | MnROAD Thermal Couple Tree - Omega | 1993-08-01 | 2007-11-17 | 111780.6 | -9.72 | 22.56
3 | TC | 8 | MnROAD Thermal Couple Tree - Omega | 1993-08-01 | 2007-11-17 | 111780.6 | -9.72 | 34.56
3 | TC | 9 | MnROAD Thermal Couple Tree - Omega | 1993-08-01 | 2007-11-17 | 111780.6 | -9.72 | 46.56
3 | TC | 10 | MnROAD Thermal Couple Tree - Omega | 1993-08-01 | 2007-11-17 | 111780.6 | -9.72 | 58.56
3 | TC | 11 | MnROAD Thermal Couple Tree - Omega | 1993-08-01 | 2007-11-17 | 111780.6 | -9.72 | 94.56
3 | TC | 101 | MnROAD Thermal Couple Tree - Omega | 2008-09-15 |  | 111802.5 | -5.9 | 0.5
3 | TC | 102 | MnROAD Thermal Couple Tree - Omega | 2008-09-15 |  | 111802.5 | -5.9 | 1.5
3 | TC | 103 | MnROAD Thermal Couple Tree - Omega | 2008-09-15 |  | 111802.5 | -5.9 | 2.5
3 | TC | 104 | MnROAD Thermal Couple Tree - Omega | 2008-09-15 |  | 111802.5 | -5.9 | 3.5
3 | TC | 105 | MnROAD Thermal Couple Tree - Omega | 2008-09-15 |  | 111802.5 | -5.9 | 5
3 | TC | 106 | MnROAD Thermal Couple Tree - Omega | 2008-09-15 |  | 111802.5 | -5.9 | 7
3 | TC | 107 | MnROAD Thermal Couple Tree - Omega | 2008-09-15 |  | 111802.5 | -5.9 | 9
3 | TC | 108 | MnROAD Thermal Couple Tree - Omega | 2008-09-15 |  | 111802.5 | -5.9 | 11
3 | TC | 109 | MnROAD Thermal Couple Tree - Omega | 2008-09-15 |  | 111802.5 | -5.9 | 13
3 | TC | 110 | MnROAD Thermal Couple Tree - Omega | 2008-09-15 |  | 111802.5 | -5.9 | 15
3 | TC | 111 | MnROAD Thermal Couple Tree - Omega | 2008-09-15 |  | 111802.5 | -5.9 | 24
3 | TC | 112 | MnROAD Thermal Couple Tree - Omega | 2008-09-15 |  | 111802.5 | -5.9 | 28
3 | TC | 113 | MnROAD Thermal Couple Tree - Omega | 2008-09-15 |  | 111802.5 | -5.9 | 36
3 | TC | 114 | MnROAD Thermal Couple Tree - Omega | 2008-09-15 |  | 111802.5 | -5.9 | 48
3 | TC | 115 | MnROAD Thermal Couple Tree - Omega | 2008-09-15 |  | 111802.5 | -5.9 | 60
3 | TC | 116 | MnROAD Thermal Couple Tree - Omega | 2008-09-15 |  | 111802.5 | -5.9 | 72
3 | TD | 1 | Time Domain Reflectometer | 1993-08-01 | 2007-11-17 | 111782.94 | -9.89 | 12.6
3 | TD | 2 | Time Domain Reflectometer | 1993-08-01 | 2007-11-17 | 111782.94 | -9.89 | 18.84
3 | TD | 3 | Time Domain Reflectometer | 1993-08-01 | 2007-11-17 | 111782.94 | -9.89 | 24.6
3 | TD | 4 | Time Domain Reflectometer | 1993-08-01 | 2007-11-17 | 111782.94 | -9.89 | 36.6
3 | TD | 5 | Time Domain Reflectometer | 1993-08-01 | 2007-11-17 | 111782.94 | -9.89 | 48.6
3 | TD | 6 | Time Domain Reflectometer | 1993-08-01 | 2007-11-17 | 111782.94 | -9.89 | 60.84
3 | TD | 7 | Time Domain Reflectometer | 1993-08-01 | 2007-11-17 | 111782.94 | -9.89 | 91.56
3 | TE | 1 | Bituminous Transverse Embedment Strain Gauge | 1993-08-01 | 2007-11-17 | 111774.87 | -10.77 | 4.92 | Transverse
3 | TE | 2 | Bituminous Transverse Embedment Strain Gauge | 1993-08-01 | 2007-11-17 | 111774.95 | -9.8 | 5.28 | Transverse
3 | TE | 3 | Bituminous Transverse Embedment Strain Gauge | 1993-08-01 | 2007-11-17 | 111774.88 | -8.77 | 5.28 | Transverse
3 | TE | 101 | Bituminous Transverse Embedment Strain Gauge | 2008-09-15 |  | 111769.6 | -8.94 | 9 | Transverse
3 | TE | 102 | Bituminous Transverse Embedment Strain Gauge | 2008-09-15 |  | 111767.7 | -8.97 | 9 | Transverse
3 | TE | 103 | Bituminous Transverse Embedment Strain Gauge | 2008-09-15 |  | 111765.6 | -8.95 | 9.5 | Transverse
3 | TE | 104 | Bituminous Transverse Embedment Strain Gauge | 2008-09-15 |  | 111769.6 | -8.94 | 3 | Transverse
3 | TE | 105 | Bituminous Transverse Embedment Strain Gauge | 2008-09-15 |  | 111767.7 | -8.97 | 3 | Transverse
3 | TE | 106 | Bituminous Transverse Embedment Strain Gauge | 2008-09-15 |  | 111765.6 | -8.95 | 3.5 | Transverse
3 | WM | 1 | Water Mark - Irrometer | 1993-08-01 | 2007-11-17 | 111782.94 | -9.89 | 12.6
3 | WM | 2 | Water Mark - Irrometer | 1993-08-01 | 2007-11-17 | 111782.94 | -9.89 | 18.84
3 | WM | 3 | Water Mark - Irrometer | 1993-08-01 | 2007-11-17 | 111782.94 | -9.89 | 24.6
3 | WM | 4 | Water Mark - Irrometer | 1993-08-01 | 2007-11-17 | 111782.94 | -9.89 | 36.6
3 | WM | 5 | Water Mark - Irrometer | 1993-08-01 | 2007-11-17 | 111782.94 | -9.89 | 48.6
3 | WM | 6 | Water Mark - Irrometer | 1993-08-01 | 2007-11-17 | 111782.94 | -9.89 | 60.84
3 | WM | 7 | Water Mark - Irrometer | 1993-08-01 | 2007-11-17 | 111782.94 | -9.89 | 91.56
4 | DT | 4 | Linear Variable Differential Transducer | 1993-08-01 | 2007-11-17 | 112240.95 | -10.75 | 3
4 | DT | 5 | Linear Variable Differential Transducer | 1993-08-01 | 2007-11-17 | 112243 | -9.76 | 3
4 | DT | 6 | Linear Variable Differential Transducer | 1993-08-01 | 2007-11-17 | 112245 | -8.78 | 3
4 | EC | 101 | Decagon Moisture - 5TE | 2008-09-15 |  | 112251.8 | -5.7 | 5.004
4 | EC | 102 | Decagon Moisture - 5TE | 2008-09-15 |  | 112251.8 | -5.7 | 9
4 | EC | 103 | Decagon Moisture - 5TE | 2008-09-15 |  | 112251.8 | -5.7 | 11.004
4 | EC | 104 | Decagon Moisture - 5TE | 2008-09-15 |  | 112251.8 | -5.7 | 20.004
4 | EC | 105 | Decagon Moisture - 5TE | 2008-09-15 |  | 112251.8 | -5.7 | 36
4 | EC | 106 | Decagon Moisture - 5TE | 2008-09-15 |  | 112251.8 | -5.7 | 48
4 | EC | 107 | Decagon Moisture - 5TE | 2008-09-15 |  | 112251.8 | -5.7 | 60
4 | EC | 108 | Decagon Moisture - 5TE | 2008-09-15 |  | 112251.8 | -5.7 | 72
4 | ET | 101 | Decagon Moisture - 5TE (temperature) | 2008-09-15 |  | 112251.8 | -5.7 | 5.004
4 | ET | 102 | Decagon Moisture - 5TE (temperature) | 2008-09-15 |  | 112251.8 | -5.7 | 9
4 | ET | 103 | Decagon Moisture - 5TE (temperature) | 2008-09-15 |  | 112251.8 | -5.7 | 11.004
4 | ET | 104 | Decagon Moisture - 5TE (temperature) | 2008-09-15 |  | 112251.8 | -5.7 | 20.004
4 | ET | 105 | Decagon Moisture - 5TE (temperature) | 2008-09-15 |  | 112251.8 | -5.7 | 36
4 | ET | 106 | Decagon Moisture - 5TE (temperature) | 2008-09-15 |  | 112251.8 | -5.7 | 48
4 | ET | 107 | Decagon Moisture - 5TE (temperature) | 2008-09-15 |  | 112251.8 | -5.7 | 60
4 | ET | 108 | Decagon Moisture - 5TE (temperature) | 2008-09-15 |  | 112251.8 | -5.7 | 72
4 | EW | 101 | Decagon Moisture - 5TE (volumetric moisture content) | 2008-09-15 |  | 112251.8 | -5.7 | 5.004
4 | EW | 102 | Decagon Moisture - 5TE (volumetric moisture content) | 2008-09-15 |  | 112251.8 | -5.7 | 9
4 | EW | 103 | Decagon Moisture - 5TE (volumetric moisture content) | 2008-09-15 |  | 112251.8 | -5.7 | 11.004
4 | EW | 104 | Decagon Moisture - 5TE (volumetric moisture content) | 2008-09-15 |  | 112251.8 | -5.7 | 20.004
4 | EW | 105 | Decagon Moisture - 5TE (volumetric moisture content) | 2008-09-15 |  | 112251.8 | -5.7 | 36
4 | EW | 106 | Decagon Moisture - 5TE (volumetric moisture content) | 2008-09-15 |  | 112251.8 | -5.7 | 48
4 | EW | 107 | Decagon Moisture - 5TE (volumetric moisture content) | 2008-09-15 |  | 112251.8 | -5.7 | 60
4 | EW | 108 | Decagon Moisture - 5TE (volumetric moisture content) | 2008-09-15 |  | 112251.8 | -5.7 | 72
4 | LE | 101 | Dynamic Strain Gauge - CTL | 2008-09-15 |  | 112228.9 | -9.57 | 7.68 | Longitudinal
4 | LE | 102 | Dynamic Strain Gauge - CTL | 2008-09-15 |  | 112226.8 | -9.43 | 9.36 | Longitudinal
4 | LE | 103 | Dynamic Strain Gauge - CTL | 2008-09-15 |  | 112224.7 | -9.27 | 9.36 | Longitudinal
4 | LE | 104 | Dynamic Strain Gauge - CTL | 2008-09-15 |  | 112228.86 | -9.57 | 3.7 | Longitudinal
4 | LE | 105 | Dynamic Strain Gauge - CTL | 2008-09-15 |  | 112226.8 | -9.43 | 4.54 | Longitudinal
4 | LE | 106 | Dynamic Strain Gauge - CTL | 2008-09-15 |  | 112224.73 | -9.27 | 3.82 | Longitudinal
4 | NP | 1 | Neutron Probe | 1993-08-01 | 2007-11-17 | 112233.11 | -5.93 | 0
4 | NP | 2 | Neutron Probe | 1993-08-01 | 2007-11-17 | 112229 | -14 | 0
4 | NP | 3 | Neutron Probe | 1993-08-01 | 2007-11-17 | 112330.12 | -5.96 | 0
4 | NP | 4 | Neutron Probe | 1993-08-01 | 2007-11-17 | 112330.81 | -6.12 | 0
4 | NP | 5 | Neutron Probe | 1993-08-01 | 2007-11-17 | 112137.56 | -5.9 | 0
4 | OS | 1 | MnROAD Open Stand Pipe | 1993-08-01 | 2007-11-17 | 112245.83 | -25.26 | 180
4 | PG | 101 | Dynamic Normal Pressure Gauge - Geokon 3500 | 2008-09-15 |  | 112211.53 | -9.49 | 13
4 | PG | 102 | Dynamic Normal Pressure Gauge - Geokon 3500 | 2008-09-15 |  | 112231.52 | -9.52 | 13
4 | PG | 103 | Dynamic Normal Pressure Gauge - Geokon 3500 | 2008-09-15 |  | 112251.52 | -9.46 | 13
4 | PK | 1 | Dynamic Pressure Gauge | 1993-08-01 | 2007-11-17 | 112222.91 | -10.85 | 9.36
4 | PK | 2 | Dynamic Pressure Gauge | 1993-08-01 | 2007-11-17 | 112222.89 | -9.84 | 9.12
4 | PK | 3 | Dynamic Pressure Gauge | 1993-08-01 | 2007-11-17 | 112222.94 | -8.77 | 9.12
4 | RP | 1 | Resistivity Probe | 1993-08-01 | 2007-11-17 | 112231.31 | 0.16 | 11.88
4 | RP | 2 | Resistivity Probe | 1993-08-01 | 2007-11-17 | 112231.23 | -9.87 | 12
4 | RP | 3 | Resistivity Probe | 1993-08-01 | 2007-11-17 | 112231.14 | -15.57 | 9.48
4 | RP | 4 | Resistivity Probe | 1993-08-01 | 2007-11-17 | 112233.7 | -24.98 | 6.12
4 | RP | 5 | Resistivity Probe | 1993-08-01 | 2007-11-17 | 112331.37 | -9.66 | 12.84
4 | RP | 6 | Resistivity Probe | 1993-08-01 | 2007-11-17 | 112431.37 | -9.8 | 11.16
4 | RP | 7 | Resistivity Probe | 1993-08-01 | 2007-11-17 | 112135.77 | -9.8 | 12.84
4 | TC | 1 | MnROAD Thermal Couple Tree - Omega | 1993-08-01 | 2007-11-17 | 112230.72 | 0.01 | 0.96
4 | TC | 2 | MnROAD Thermal Couple Tree - Omega | 1993-08-01 | 2007-11-17 | 112230.72 | 0.01 | 2.16
4 | TC | 3 | MnROAD Thermal Couple Tree - Omega | 1993-08-01 | 2007-11-17 | 112230.72 | 0.01 | 4.92
4 | TC | 4 | MnROAD Thermal Couple Tree - Omega | 1993-08-01 | 2007-11-17 | 112230.72 | 0.01 | 8.76
4 | TC | 5 | MnROAD Thermal Couple Tree - Omega | 1993-08-01 | 2007-11-17 | 112230.72 | 0.01 | 15.84
4 | TC | 6 | MnROAD Thermal Couple Tree - Omega | 1993-08-01 | 2007-11-17 | 112230.72 | 0.01 | 23.88
4 | TC | 7 | MnROAD Thermal Couple Tree - Omega | 1993-08-01 | 2007-11-17 | 112230.72 | 0.01 | 35.88
4 | TC | 8 | MnROAD Thermal Couple Tree - Omega | 1993-08-01 | 2007-11-17 | 112230.72 | 0.01 | 47.88
4 | TC | 9 | MnROAD Thermal Couple Tree - Omega | 1993-08-01 | 2007-11-17 | 112230.72 | 0.01 | 59.88
4 | TC | 10 | MnROAD Thermal Couple Tree - Omega | 1993-08-01 | 2007-11-17 | 112230.72 | 0.01 | 95.88
4 | TC | 11 | MnROAD Thermal Couple Tree - Omega | 1993-08-01 | 2007-11-17 | 112230.99 | -9.4 | 1.08
4 | TC | 12 | MnROAD Thermal Couple Tree - Omega | 1993-08-01 | 2007-11-17 | 112230.99 | -9.4 | 2.04
4 | TC | 13 | MnROAD Thermal Couple Tree - Omega | 1993-08-01 | 2007-11-17 | 112230.99 | -9.4 | 4.92
4 | TC | 14 | MnROAD Thermal Couple Tree - Omega | 1993-08-01 | 2007-11-17 | 112230.99 | -9.4 | 9.84
4 | TC | 15 | MnROAD Thermal Couple Tree - Omega | 1993-08-01 | 2007-11-17 | 112230.99 | -9.4 | 11.04
4 | TC | 16 | MnROAD Thermal Couple Tree - Omega | 1993-08-01 | 2007-11-17 | 112230.99 | -9.4 | 19.08
4 | TC | 17 | MnROAD Thermal Couple Tree - Omega | 1993-08-01 | 2007-11-17 | 112230.99 | -9.4 | 31.08
4 | TC | 18 | MnROAD Thermal Couple Tree - Omega | 1993-08-01 | 2007-11-17 | 112230.99 | -9.4 | 43.08
4 | TC | 19 | MnROAD Thermal Couple Tree - Omega | 1993-08-01 | 2007-11-17 | 112230.99 | -9.4 | 55.08
4 | TC | 20 | MnROAD Thermal Couple Tree - Omega | 1993-08-01 | 2007-11-17 | 112230.99 | -9.4 | 91.08
4 | TC | 21 | MnROAD Thermal Couple Tree - Omega | 1993-08-01 | 2007-11-17 | 112230.45 | -15.56 | 1.08
4 | TC | 22 | MnROAD Thermal Couple Tree - Omega | 1993-08-01 | 2007-11-17 | 112230.45 | -15.56 | 2.76
4 | TC | 23 | MnROAD Thermal Couple Tree - Omega | 1993-08-01 | 2007-11-17 | 112230.45 | -15.56 | 4.68
4 | TC | 24 | MnROAD Thermal Couple Tree - Omega | 1993-08-01 | 2007-11-17 | 112230.45 | -15.56 | 8.04
4 | TC | 25 | MnROAD Thermal Couple Tree - Omega | 1993-08-01 | 2007-11-17 | 112230.45 | -15.56 | 15.24
4 | TC | 26 | MnROAD Thermal Couple Tree - Omega | 1993-08-01 | 2007-11-17 | 112230.45 | -15.56 | 23.28
4 | TC | 27 | MnROAD Thermal Couple Tree - Omega | 1993-08-01 | 2007-11-17 | 112230.45 | -15.56 | 35.28
4 | TC | 28 | MnROAD Thermal Couple Tree - Omega | 1993-08-01 | 2007-11-17 | 112230.45 | -15.56 | 47.28
4 | TC | 29 | MnROAD Thermal Couple Tree - Omega | 1993-08-01 | 2007-11-17 | 112230.45 | -15.56 | 59.28
4 | TC | 30 | MnROAD Thermal Couple Tree - Omega | 1993-08-01 | 2007-11-17 | 112230.45 | -15.56 | 95.28
4 | TC | 31 | MnROAD Thermal Couple Tree - Omega | 1993-08-01 | 2007-11-17 | 112233.07 | -24.94 | 2.04
4 | TC | 32 | MnROAD Thermal Couple Tree - Omega | 1993-08-01 | 2007-11-17 | 112233.07 | -24.94 | 4.92
4 | TC | 33 | MnROAD Thermal Couple Tree - Omega | 1993-08-01 | 2007-11-17 | 112233.07 | -24.94 | 8.76
4 | TC | 34 | MnROAD Thermal Couple Tree - Omega | 1993-08-01 | 2007-11-17 | 112233.07 | -24.94 | 15.6
4 | TC | 35 | MnROAD Thermal Couple Tree - Omega | 1993-08-01 | 2007-11-17 | 112233.07 | -24.94 | 24
4 | TC | 36 | MnROAD Thermal Couple Tree - Omega | 1993-08-01 | 2007-11-17 | 112233.07 | -24.94 | 36
4 | TC | 37 | MnROAD Thermal Couple Tree - Omega | 1993-08-01 | 2007-11-17 | 112233.07 | -24.94 | 48
4 | TC | 38 | MnROAD Thermal Couple Tree - Omega | 1993-08-01 | 2007-11-17 | 112233.07 | -24.94 | 60
4 | TC | 39 | MnROAD Thermal Couple Tree - Omega | 1993-08-01 | 2007-11-17 | 112233.07 | -24.94 | 96
4 | TC | 40 | MnROAD Thermal Couple Tree - Omega | 1993-08-01 | 2007-11-17 | 112330.8 | -9.81 | 1.08
4 | TC | 41 | MnROAD Thermal Couple Tree - Omega | 1993-08-01 | 2007-11-17 | 112330.8 | -9.81 | 2.16
4 | TC | 42 | MnROAD Thermal Couple Tree - Omega | 1993-08-01 | 2007-11-17 | 112330.8 | -9.81 | 5.04
4 | TC | 43 | MnROAD Thermal Couple Tree - Omega | 1993-08-01 | 2007-11-17 | 112330.8 | -9.81 | 9.24
4 | TC | 44 | MnROAD Thermal Couple Tree - Omega | 1993-08-01 | 2007-11-17 | 112330.8 | -9.81 | 16.68
4 | TC | 45 | MnROAD Thermal Couple Tree - Omega | 1993-08-01 | 2007-11-17 | 112330.8 | -9.81 | 24.72
4 | TC | 46 | MnROAD Thermal Couple Tree - Omega | 1993-08-01 | 2007-11-17 | 112330.8 | -9.81 | 36.72
4 | TC | 47 | MnROAD Thermal Couple Tree - Omega | 1993-08-01 | 2007-11-17 | 112330.8 | -9.81 | 48.72
4 | TC | 48 | MnROAD Thermal Couple Tree - Omega | 1993-08-01 | 2007-11-17 | 112330.8 | -9.81 | 60.72
4 | TC | 49 | MnROAD Thermal Couple Tree - Omega | 1993-08-01 | 2007-11-17 | 112330.8 | -9.81 | 96.72
4 | TC | 50 | MnROAD Thermal Couple Tree - Omega | 1993-08-01 | 2007-11-17 | 112430.72 | -9.8 | 0.96
4 | TC | 51 | MnROAD Thermal Couple Tree - Omega | 1993-08-01 | 2007-11-17 | 112430.72 | -9.8 | 2.16
4 | TC | 52 | MnROAD Thermal Couple Tree - Omega | 1993-08-01 | 2007-11-17 | 112430.72 | -9.8 | 5.16
4 | TC | 53 | MnROAD Thermal Couple Tree - Omega | 1993-08-01 | 2007-11-17 | 112430.72 | -9.8 | 8.76
4 | TC | 54 | MnROAD Thermal Couple Tree - Omega | 1993-08-01 | 2007-11-17 | 112430.72 | -9.8 | 15
4 | TC | 55 | MnROAD Thermal Couple Tree - Omega | 1993-08-01 | 2007-11-17 | 112430.72 | -9.8 | 23.04
4 | TC | 56 | MnROAD Thermal Couple Tree - Omega | 1993-08-01 | 2007-11-17 | 112430.72 | -9.8 | 35.04
4 | TC | 57 | MnROAD Thermal Couple Tree - Omega | 1993-08-01 | 2007-11-17 | 112430.72 | -9.8 | 47.04
4 | TC | 58 | MnROAD Thermal Couple Tree - Omega | 1993-08-01 | 2007-11-17 | 112430.72 | -9.8 | 59.04
4 | TC | 59 | MnROAD Thermal Couple Tree - Omega | 1993-08-01 | 2007-11-17 | 112430.72 | -9.8 | 95.04
4 | TC | 60 | MnROAD Thermal Couple Tree - Omega | 1993-08-01 | 2007-11-17 | 112135.27 | -9.59 | 0.96
4 | TC | 61 | MnROAD Thermal Couple Tree - Omega | 1993-08-01 | 2007-11-17 | 112135.27 | -9.59 | 2.04
4 | TC | 62 | MnROAD Thermal Couple Tree - Omega | 1993-08-01 | 2007-11-17 | 112135.27 | -9.59 | 5.16
4 | TC | 63 | MnROAD Thermal Couple Tree - Omega | 1993-08-01 | 2007-11-17 | 112135.27 | -9.59 | 9.48
4 | TC | 64 | MnROAD Thermal Couple Tree - Omega | 1993-08-01 | 2007-11-17 | 112135.27 | -9.59 | 16.44
4 | TC | 65 | MnROAD Thermal Couple Tree - Omega | 1993-08-01 | 2007-11-17 | 112135.27 | -9.59 | 24.48
4 | TC | 66 | MnROAD Thermal Couple Tree - Omega | 1993-08-01 | 2007-11-17 | 112135.27 | -9.59 | 36.48
4 | TC | 67 | MnROAD Thermal Couple Tree - Omega | 1993-08-01 | 2007-11-17 | 112135.27 | -9.59 | 48.48
4 | TC | 68 | MnROAD Thermal Couple Tree - Omega | 1993-08-01 | 2007-11-17 | 112135.27 | -9.59 | 60.48
4 | TC | 69 | MnROAD Thermal Couple Tree - Omega | 1993-08-01 | 2007-11-17 | 112135.27 | -9.59 | 96.48
4 | TC | 101 | MnROAD Thermal Couple Tree - Omega | 2008-09-15 |  | 112251.8 | -5.7 | 0.42
4 | TC | 102 | MnROAD Thermal Couple Tree - Omega | 2008-09-15 |  | 112251.8 | -5.7 | 1.38
4 | TC | 103 | MnROAD Thermal Couple Tree - Omega | 2008-09-15 |  | 112251.8 | -5.7 | 2.46
4 | TC | 104 | MnROAD Thermal Couple Tree - Omega | 2008-09-15 |  | 112251.8 | -5.7 | 3.42
4 | TC | 105 | MnROAD Thermal Couple Tree - Omega | 2008-09-15 |  | 112251.8 | -5.7 | 4.98
4 | TC | 106 | MnROAD Thermal Couple Tree - Omega | 2008-09-15 |  | 112251.8 | -5.7 | 6.9
4 | TC | 107 | MnROAD Thermal Couple Tree - Omega | 2008-09-15 |  | 112251.8 | -5.7 | 8.94
4 | TC | 108 | MnROAD Thermal Couple Tree - Omega | 2008-09-15 |  | 112251.8 | -5.7 | 10.98
4 | TC | 109 | MnROAD Thermal Couple Tree - Omega | 2008-09-15 |  | 112251.8 | -5.7 | 12.9
4 | TC | 110 | MnROAD Thermal Couple Tree - Omega | 2008-09-15 |  | 112251.8 | -5.7 | 14.94
4 | TC | 111 | MnROAD Thermal Couple Tree - Omega | 2008-09-15 |  | 112251.8 | -5.7 | 23.94
4 | TC | 112 | MnROAD Thermal Couple Tree - Omega | 2008-09-15 |  | 112251.8 | -5.7 | 29.94
4 | TC | 113 | MnROAD Thermal Couple Tree - Omega | 2008-09-15 |  | 112251.8 | -5.7 | 35.94
4 | TC | 114 | MnROAD Thermal Couple Tree - Omega | 2008-09-15 |  | 112251.8 | -5.7 | 47.94
4 | TC | 115 | MnROAD Thermal Couple Tree - Omega | 2008-09-15 |  | 112251.8 | -5.7 | 59.94
4 | TC | 116 | MnROAD Thermal Couple Tree - Omega | 2008-09-15 |  | 112251.8 | -5.7 | 71.94
4 | TD | 1 | Time Domain Reflectometer | 1993-08-01 | 2007-11-17 | 112233.27 | 0.19 | 12.72
4 | TD | 2 | Time Domain Reflectometer | 1993-08-01 | 2007-11-17 | 112233.27 | 0.19 | 18.72
4 | TD | 3 | Time Domain Reflectometer | 1993-08-01 | 2007-11-17 | 112233.27 | 0.19 | 24.72
4 | TD | 4 | Time Domain Reflectometer | 1993-08-01 | 2007-11-17 | 112233.27 | 0.19 | 36.72
4 | TD | 5 | Time Domain Reflectometer | 1993-08-01 | 2007-11-17 | 112233.27 | 0.19 | 48.72
4 | TD | 6 | Time Domain Reflectometer | 1993-08-01 | 2007-11-17 | 112233.27 | 0.19 | 60.72
4 | TD | 7 | Time Domain Reflectometer | 1993-08-01 | 2007-11-17 | 112233.27 | 0.19 | 96.72
4 | TD | 8 | Time Domain Reflectometer | 1993-08-01 | 2007-11-17 | 112232.84 | -9.39 | 12.72
4 | TD | 9 | Time Domain Reflectometer | 1993-08-01 | 2007-11-17 | 112232.84 | -9.39 | 18.72
4 | TD | 10 | Time Domain Reflectometer | 1993-08-01 | 2007-11-17 | 112232.84 | -9.39 | 24.72
4 | TD | 11 | Time Domain Reflectometer | 1993-08-01 | 2007-11-17 | 112232.84 | -9.39 | 36.72
4 | TD | 12 | Time Domain Reflectometer | 1993-08-01 | 2007-11-17 | 112232.84 | -9.39 | 48.72
4 | TD | 13 | Time Domain Reflectometer | 1993-08-01 | 2007-11-17 | 112232.84 | -9.39 | 60.72
4 | TD | 14 | Time Domain Reflectometer | 1993-08-01 | 2007-11-17 | 112232.84 | -9.39 | 96.72
4 | TD | 15 | Time Domain Reflectometer | 1993-08-01 | 2007-11-17 | 112233.14 | -15.92 | 9.24
4 | TD | 16 | Time Domain Reflectometer | 1993-08-01 | 2007-11-17 | 112233.14 | -15.92 | 14.76
4 | TD | 17 | Time Domain Reflectometer | 1993-08-01 | 2007-11-17 | 112233.14 | -15.92 | 22.68
4 | TD | 18 | Time Domain Reflectometer | 1993-08-01 | 2007-11-17 | 112233.14 | -15.92 | 32.76
4 | TD | 19 | Time Domain Reflectometer | 1993-08-01 | 2007-11-17 | 112233.14 | -15.92 | 44.76
4 | TD | 20 | Time Domain Reflectometer | 1993-08-01 | 2007-11-17 | 112233.14 | -15.92 | 56.76
4 | TD | 21 | Time Domain Reflectometer | 1993-08-01 | 2007-11-17 | 112233.14 | -15.92 | 93.24
4 | TD | 22 | Time Domain Reflectometer | 1993-08-01 | 2007-11-17 | 112235.08 | -25.52 | 5.76
4 | TD | 23 | Time Domain Reflectometer | 1993-08-01 | 2007-11-17 | 112235.08 | -25.52 | 12
4 | TD | 24 | Time Domain Reflectometer | 1993-08-01 | 2007-11-17 | 112235.08 | -25.52 | 17.76
4 | TD | 25 | Time Domain Reflectometer | 1993-08-01 | 2007-11-17 | 112235.08 | -25.52 | 30
4 | TD | 26 | Time Domain Reflectometer | 1993-08-01 | 2007-11-17 | 112235.08 | -25.52 | 42
4 | TD | 27 | Time Domain Reflectometer | 1993-08-01 | 2007-11-17 | 112235.08 | -25.52 | 54.48
4 | TD | 28 | Time Domain Reflectometer | 1993-08-01 | 2007-11-17 | 112235.08 | -25.52 | 90.48
4 | TD | 29 | Time Domain Reflectometer | 1993-08-01 | 2007-11-17 | 112333.05 | -9.8 | 12.6
4 | TD | 30 | Time Domain Reflectometer | 1993-08-01 | 2007-11-17 | 112333.05 | -9.8 | 18.6
4 | TD | 31 | Time Domain Reflectometer | 1993-08-01 | 2007-11-17 | 112333.05 | -9.8 | 24.6
4 | TD | 32 | Time Domain Reflectometer | 1993-08-01 | 2007-11-17 | 112333.05 | -9.8 | 36.6
4 | TD | 33 | Time Domain Reflectometer | 1993-08-01 | 2007-11-17 | 112333.05 | -9.8 | 48.6
4 | TD | 34 | Time Domain Reflectometer | 1993-08-01 | 2007-11-17 | 112333.05 | -9.8 | 60.6
4 | TD | 35 | Time Domain Reflectometer | 1993-08-01 | 2007-11-17 | 112333.05 | -9.8 | 96.6
4 | TD | 36 | Time Domain Reflectometer | 1993-08-01 | 2007-11-17 | 112432.86 | -9.77 | 11.52
4 | TD | 37 | Time Domain Reflectometer | 1993-08-01 | 2007-11-17 | 112432.86 | -9.77 | 17.52
4 | TD | 38 | Time Domain Reflectometer | 1993-08-01 | 2007-11-17 | 112432.86 | -9.77 | 23.52
4 | TD | 39 | Time Domain Reflectometer | 1993-08-01 | 2007-11-17 | 112432.86 | -9.77 | 35.52
4 | TD | 40 | Time Domain Reflectometer | 1993-08-01 | 2007-11-17 | 112432.86 | -9.77 | 47.52
4 | TD | 41 | Time Domain Reflectometer | 1993-08-01 | 2007-11-17 | 112432.86 | -9.77 | 59.52
4 | TD | 42 | Time Domain Reflectometer | 1993-08-01 | 2007-11-17 | 112432.86 | -9.77 | 95.52
4 | TD | 43 | Time Domain Reflectometer | 1993-08-01 | 2007-11-17 | 112137.82 | -9.77 | 12.48
4 | TD | 44 | Time Domain Reflectometer | 1993-08-01 | 2007-11-17 | 112137.82 | -9.77 | 18.48
4 | TD | 45 | Time Domain Reflectometer | 1993-08-01 | 2007-11-17 | 112137.82 | -9.77 | 24.48
4 | TD | 46 | Time Domain Reflectometer | 1993-08-01 | 2007-11-17 | 112137.82 | -9.77 | 36.48
4 | TD | 47 | Time Domain Reflectometer | 1993-08-01 | 2007-11-17 | 112137.82 | -9.77 | 48.48
4 | TD | 48 | Time Domain Reflectometer | 1993-08-01 | 2007-11-17 | 112137.82 | -9.77 | 60.48
4 | TD | 49 | Time Domain Reflectometer | 1993-08-01 | 2007-11-17 | 112137.82 | -9.77 | 96.48
4 | TE | 1 | Bituminous Transverse Embedment Strain Gauge | 1993-08-01 | 2007-11-17 | 112225 | -10.8 | 8.16 | Transverse
4 | TE | 2 | Bituminous Transverse Embedment Strain Gauge | 1993-08-01 | 2007-11-17 | 112225.01 | -9.78 | 8.16 | Transverse
4 | TE | 3 | Bituminous Transverse Embedment Strain Gauge | 1993-08-01 | 2007-11-17 | 112225 | -8.77 | 8.52 | Transverse
4 | TE | 4 | Bituminous Transverse Embedment Strain Gauge | 1993-08-01 | 2007-11-17 | 112225.01 | 8.76 | 8.16 | Transverse
4 | TE | 5 | Bituminous Transverse Embedment Strain Gauge | 1993-08-01 | 2007-11-17 | 112225.02 | 9.73 | 8.16 | Transverse
4 | TE | 6 | Bituminous Transverse Embedment Strain Gauge | 1993-08-01 | 2007-11-17 | 112225.11 | 10.75 | 8.16 | Transverse
4 | TE | 101 | Bituminous Transverse Embedment Strain Gauge | 2008-09-15 |  | 112209.2 | -9.39 | 8.57 | Transverse
4 | TE | 102 | Bituminous Transverse Embedment Strain Gauge | 2008-09-15 |  | 112207 | -9.39 | 8.61 | Transverse
4 | TE | 103 | Bituminous Transverse Embedment Strain Gauge | 2008-09-15 |  | 112204.96 | -9.33 | 9 | Transverse
4 | TE | 104 | Bituminous Transverse Embedment Strain Gauge | 2008-09-15 |  | 112209.2 | -9.39 | 4.3 | Transverse
4 | TE | 105 | Bituminous Transverse Embedment Strain Gauge | 2008-09-15 |  | 112207 | -9.39 | 3.46 | Transverse
4 | TE | 106 | Bituminous Transverse Embedment Strain Gauge | 2008-09-15 |  | 112204.96 | -9.33 | 3 | Transverse
4 | WM | 1 | Water Mark - Irrometer | 1993-08-01 | 2007-11-17 | 112233.27 | 0.19 | 12.72
4 | WM | 2 | Water Mark - Irrometer | 1993-08-01 | 2007-11-17 | 112233.27 | 0.19 | 18.72
4 | WM | 3 | Water Mark - Irrometer | 1993-01-01 | 2007-11-17 | 112233.27 | 0.19 | 24.72
4 | WM | 4 | Water Mark - Irrometer | 1993-08-01 | 2007-11-17 | 112233.27 | 0.19 | 36.72
4 | WM | 5 | Water Mark - Irrometer | 1993-08-01 | 2007-11-17 | 112233.27 | 0.19 | 48.72
4 | WM | 6 | Water Mark - Irrometer | 1993-08-01 | 2007-11-17 | 112233.27 | 0.19 | 60.72
4 | WM | 7 | Water Mark - Irrometer | 1993-08-01 | 2007-11-17 | 112233.27 | 0.19 | 96.72
4 | WM | 8 | Water Mark - Irrometer | 1993-08-01 | 2007-11-17 | 112232.84 | -9.39 | 12.72
4 | WM | 9 | Water Mark - Irrometer | 1993-08-01 | 2007-11-17 | 112232.84 | -9.39 | 18.72
4 | WM | 10 | Water Mark - Irrometer | 1993-08-01 | 2007-11-17 | 112232.84 | -9.39 | 24.72
4 | WM | 11 | Water Mark - Irrometer | 1993-08-01 | 2007-11-17 | 112232.84 | -9.39 | 36.72
4 | WM | 12 | Water Mark - Irrometer | 1993-08-01 | 2007-11-17 | 112232.84 | -9.39 | 48.72
4 | WM | 13 | Water Mark - Irrometer | 1993-08-01 | 2007-11-17 | 112232.84 | -9.39 | 60.72
4 | WM | 14 | Water Mark - Irrometer | 1993-08-01 | 2007-11-17 | 112232.84 | -9.39 | 96.72
4 | WM | 15 | Water Mark - Irrometer | 1993-08-01 | 2007-11-17 | 112233.14 | -15.92 | 9.24
4 | WM | 16 | Water Mark - Irrometer | 1993-08-01 | 2007-11-17 | 112233.14 | -15.92 | 14.76
4 | WM | 17 | Water Mark - Irrometer | 1993-08-01 | 2007-11-17 | 112233.14 | -15.92 | 22.68
4 | WM | 18 | Water Mark - Irrometer | 1993-08-01 | 2007-11-17 | 112233.14 | -15.92 | 32.76
4 | WM | 19 | Water Mark - Irrometer | 1993-08-01 | 2007-11-17 | 112233.14 | -15.92 | 44.76
4 | WM | 20 | Water Mark - Irrometer | 1993-08-01 | 2007-11-17 | 112233.14 | -15.92 | 56.76
4 | WM | 21 | Water Mark - Irrometer | 1993-08-01 | 2007-11-17 | 112233.14 | -15.92 | 93.24
4 | WM | 22 | Water Mark - Irrometer | 1993-08-01 | 2007-11-17 | 112235.08 | -25.52 | 5.76
4 | WM | 23 | Water Mark - Irrometer | 1993-08-01 | 2007-11-17 | 112235.08 | -25.52 | 12
4 | WM | 24 | Water Mark - Irrometer | 1993-08-01 | 2007-11-17 | 112235.08 | -25.52 | 17.76
4 | WM | 25 | Water Mark - Irrometer | 1993-08-01 | 2007-11-17 | 112235.08 | -25.52 | 30
4 | WM | 26 | Water Mark - Irrometer | 1993-08-01 | 2007-11-17 | 112235.08 | -25.52 | 42
4 | WM | 27 | Water Mark - Irrometer | 1993-08-01 | 2007-11-17 | 112235.08 | -25.52 | 54.48
4 | WM | 28 | Water Mark - Irrometer | 1993-08-01 | 2007-11-17 | 112235.08 | -25.52 | 90.48
4 | WM | 29 | Water Mark - Irrometer | 1993-08-01 | 2007-11-17 | 112333.05 | -9.8 | 12.6
4 | WM | 30 | Water Mark - Irrometer | 1993-08-01 | 2007-11-17 | 112333.05 | -9.8 | 18.6
4 | WM | 31 | Water Mark - Irrometer | 1993-08-01 | 2007-11-17 | 112333.05 | -9.8 | 24.6
4 | WM | 32 | Water Mark - Irrometer | 1993-08-01 | 2007-11-17 | 112333.05 | -9.8 | 36.6
4 | WM | 33 | Water Mark - Irrometer | 1993-08-01 | 2007-11-17 | 112333.05 | -9.8 | 48.6
4 | WM | 34 | Water Mark - Irrometer | 1993-08-01 | 2007-11-17 | 112333.05 | -9.8 | 60.6
4 | WM | 35 | Water Mark - Irrometer | 1993-08-01 | 2007-11-17 | 112333.05 | -9.8 | 96.6
4 | WM | 36 | Water Mark - Irrometer | 1993-08-01 | 2007-11-17 | 112432.86 | -9.77 | 11.52
4 | WM | 37 | Water Mark - Irrometer | 1993-08-01 | 2007-11-17 | 112432.86 | -9.77 | 17.52
4 | WM | 38 | Water Mark - Irrometer | 1993-08-01 | 2007-11-17 | 112432.86 | -9.77 | 23.52
4 | WM | 39 | Water Mark - Irrometer | 1993-08-01 | 2007-11-17 | 112432.86 | -9.77 | 35.52
4 | WM | 40 | Water Mark - Irrometer | 1993-08-01 | 2007-11-17 | 112432.86 | -9.77 | 47.52
4 | WM | 41 | Water Mark - Irrometer | 1993-08-01 | 2007-11-17 | 112432.86 | -9.77 | 59.52
4 | WM | 42 | Water Mark - Irrometer | 1993-08-01 | 2007-11-17 | 112432.86 | -9.77 | 95.52
4 | WM | 43 | Water Mark - Irrometer | 1993-08-01 | 2007-11-17 | 112137.82 | -9.77 | 12.48
4 | WM | 44 | Water Mark - Irrometer | 1993-08-01 | 2007-11-17 | 112137.82 | -9.77 | 18.48
4 | WM | 45 | Water Mark - Irrometer | 1993-08-01 | 2007-11-17 | 112137.82 | -9.77 | 24.48
4 | WM | 46 | Water Mark - Irrometer | 1993-09-01 | 2007-11-17 | 112137.82 | -9.77 | 36.48
4 | WM | 47 | Water Mark - Irrometer | 1993-08-01 | 2007-11-17 | 112137.82 | -9.77 | 48.48
4 | WM | 48 | Water Mark - Irrometer | 1993-08-01 | 2007-11-17 | 112137.82 | -9.77 | 60.48
4 | WM | 49 | Water Mark - Irrometer | 1993-08-01 | 2007-11-17 | 112137.82 | -9.77 | 96.48
5 | CD | 1 | Concrete Embedment Strain Gauge | 1993-01-01 | 2007-11-17 | 112870.98 | -3.81 | 0.96 | Transverse
5 | CD | 2 | Concrete Embedment Strain Gauge | 1993-01-01 | 2007-11-17 | 112870.43 | -6.85 | 0.96 | Transverse
5 | CD | 3 | Concrete Embedment Strain Gauge | 1993-01-01 | 2007-11-17 | 112869.87 | -9.85 | 0.72 | Transverse
5 | CD | 4 | Concrete Embedment Strain Gauge | 1993-01-01 | 2007-11-17 | 112870.98 | -3.81 | 6 | Longitudinal
5 | CD | 5 | Concrete Embedment Strain Gauge | 1993-01-01 | 2007-11-17 | 112870.43 | -6.85 | 5.88 | Longitudinal
5 | CD | 6 | Concrete Embedment Strain Gauge | 1993-01-01 | 2007-11-17 | 112869.87 | -9.85 | 5.76 | Longitudinal
5 | CD | 7 | Concrete Embedment Strain Gauge | 1993-01-01 | 2007-11-17 | 112879.41 | -3.91 | 0.84 | Transverse
5 | CD | 8 | Concrete Embedment Strain Gauge | 1993-01-01 | 2007-11-17 | 112878.36 | -9.88 | 0.48 | Transverse
5 | CD | 9 | Concrete Embedment Strain Gauge | 1993-01-01 | 2007-11-17 | 112879.41 | -3.91 | 5.88 | Longitudinal
5 | CD | 10 | Concrete Embedment Strain Gauge | 1993-01-01 | 2007-11-17 | 112878.36 | -9.88 | 5.4 | Longitudinal
5 | CD | 11 | Concrete Embedment Strain Gauge | 1993-01-01 | 2007-11-17 | 112887.89 | -3.88 | 1.08 | Transverse
5 | CD | 12 | Concrete Embedment Strain Gauge | 1993-01-01 | 2007-11-17 | 112887.41 | -6.86 | 0.72 | Transverse
5 | CD | 13 | Concrete Embedment Strain Gauge | 1993-01-01 | 2007-11-17 | 112886.85 | -9.82 | 0.84 | Transverse
5 | CD | 14 | Concrete Embedment Strain Gauge | 1993-01-01 | 2007-11-17 | 112887.89 | -3.88 | 6.36 | Longitudinal
5 | CD | 15 | Concrete Embedment Strain Gauge | 1993-01-01 |  | 112887.41 | -6.86 | 5.64 | Longitudinal
5 | CD | 16 | Concrete Embedment Strain Gauge | 1993-01-01 | 2007-11-17 | 112886.85 | -9.82 | 5.88 | Longitudinal
5 | CE | 1 | Dynamic Strain - Tokyo Sokki (PML-60) | 1993-01-01 | 2007-11-17 | 112850.9 | -3.8 | 1.68 | Transverse
5 | CE | 2 | Dynamic Strain - Tokyo Sokki (PML-60) | 1993-01-01 | 2007-11-17 | 112850.39 | -6.84 | 1.2 | Transverse
5 | CE | 3 | Dynamic Strain - Tokyo Sokki (PML-60) | 1993-01-01 | 2007-11-17 | 112849.87 | -9.85 | 1.08 | Transverse
5 | CE | 4 | Dynamic Strain - Tokyo Sokki (PML-60) | 1993-01-01 | 2007-11-17 | 112849.74 | -10.85 | 0.96 | Transverse
5 | CE | 5 | Dynamic Strain - Tokyo Sokki (PML-60) | 1993-01-01 | 2007-11-17 | 112850.9 | -3.8 | 6.72 | Longitudinal
5 | CE | 6 | Dynamic Strain - Tokyo Sokki (PML-60) | 1993-01-01 | 2007-11-17 | 112850.39 | -6.84 | 5.88 | Longitudinal
5 | CE | 7 | Dynamic Strain - Tokyo Sokki (PML-60) | 1993-01-01 | 2007-11-17 | 112849.87 | -9.85 | 6 | Longitudinal
5 | CE | 8 | Dynamic Strain - Tokyo Sokki (PML-60) | 1993-01-01 | 2007-11-17 | 112849.74 | -10.85 | 5.52 | Longitudinal
5 | CE | 9 | Dynamic Strain - Tokyo Sokki (PML-60) | 1993-01-01 | 2007-11-17 | 112859.42 | -3.8 | 1.2 | Transverse
5 | CE | 10 | Dynamic Strain - Tokyo Sokki (PML-60) | 1993-01-01 | 2007-11-17 | 112858.42 | -9.83 | 1.08 | Transverse
5 | CE | 11 | Dynamic Strain - Tokyo Sokki (PML-60) | 1993-01-01 | 2007-11-17 | 112858.22 | -10.86 | 1.08 | Transverse
5 | CE | 12 | Dynamic Strain - Tokyo Sokki (PML-60) | 1993-01-01 | 2007-11-17 | 112859.42 | -3.8 | 5.76 | Longitudinal
5 | CE | 13 | Dynamic Strain - Tokyo Sokki (PML-60) | 1993-01-01 | 2007-11-17 | 112858.42 | -9.83 | 5.88 | Longitudinal
5 | CE | 14 | Dynamic Strain - Tokyo Sokki (PML-60) | 1993-01-01 | 2007-11-17 | 112858.22 | -10.86 | 5.76 | Longitudinal
5 | CE | 15 | Dynamic Strain - Tokyo Sokki (PML-60) | 1993-01-01 | 2007-11-17 | 112867.89 | -3.89 | 2.64 | Transverse
5 | CE | 16 | Dynamic Strain - Tokyo Sokki (PML-60) | 1993-01-01 | 2007-11-17 | 112867.38 | -6.84 | 2.16 | Transverse
5 | CE | 17 | Dynamic Strain - Tokyo Sokki (PML-60) | 1993-01-01 | 2007-11-17 | 112866.94 | -9.8 | 1.2 | Transverse
5 | CE | 18 | Dynamic Strain - Tokyo Sokki (PML-60) | 1993-01-01 | 2007-11-17 | 112866.66 | -10.82 | 1.08 | Transverse
5 | CE | 19 | Dynamic Strain - Tokyo Sokki (PML-60) | 1993-01-01 | 2007-11-17 | 112867.89 | -3.89 | 7.56 | Longitudinal
5 | CE | 20 | Dynamic Strain - Tokyo Sokki (PML-60) | 1993-01-01 | 2007-11-17 | 112867.38 | -6.84 | 6.96 | Longitudinal
5 | CE | 21 | Dynamic Strain - Tokyo Sokki (PML-60) | 1993-01-01 | 2007-11-17 | 112866.94 | -9.8 | 6 | Longitudinal
5 | CE | 22 | Dynamic Strain - Tokyo Sokki (PML-60) | 1993-01-01 | 2007-11-17 | 112866.66 | -10.82 | 5.64 | Longitudinal
5 | CE | 23 | Dynamic Strain - Tokyo Sokki (PML-60) | 1993-01-01 | 2007-11-17 | 112872.16 | 3.87 | 1.44 | Transverse
5 | CE | 24 | Dynamic Strain - Tokyo Sokki (PML-60) | 1993-01-01 | 2007-11-17 | 112872.7 | 6.82 | 0.84 | Transverse
5 | CE | 25 | Dynamic Strain - Tokyo Sokki (PML-60) | 1993-01-01 | 2007-11-17 | 112873.18 | 9.86 | 0.48 | Transverse
5 | CE | 26 | Dynamic Strain - Tokyo Sokki (PML-60) | 1993-01-01 | 2007-11-17 | 112872.16 | 3.87 | 6 | Longitudinal
5 | CE | 27 | Dynamic Strain - Tokyo Sokki (PML-60) | 1993-01-01 | 2007-11-17 | 112872.7 | 6.82 | 5.64 | Longitudinal
5 | CE | 28 | Dynamic Strain - Tokyo Sokki (PML-60) | 1993-01-01 | 2007-11-17 | 112873.18 | 9.86 | 5.88 | Longitudinal
5 | CE | 29 | Dynamic Strain - Tokyo Sokki (PML-60) | 1993-01-01 |  | 112880.61 | 3.84 | 0.48 | Transverse
5 | CE | 30 | Dynamic Strain - Tokyo Sokki (PML-60) | 1993-01-01 | 2007-11-17 | 112881.68 | 9.79 | 0.84 | Transverse
5 | CE | 31 | Dynamic Strain - Tokyo Sokki (PML-60) | 1993-01-01 | 2007-11-17 | 112880.61 | 3.84 | 5.16 | Longitudinal
5 | CE | 32 | Dynamic Strain - Tokyo Sokki (PML-60) | 1993-01-01 | 2007-11-17 | 112881.68 | 9.79 | 5.76 | Longitudinal
5 | CE | 33 | Dynamic Strain - Tokyo Sokki (PML-60) | 1993-01-01 | 2007-11-17 | 112889.19 | 3.83 | 0.72 | Transverse
5 | CE | 34 | Dynamic Strain - Tokyo Sokki (PML-60) | 1993-01-01 |  | 112889.6 | 6.84 | 0.84 | Transverse
5 | CE | 35 | Dynamic Strain - Tokyo Sokki (PML-60) | 1993-01-01 | 2007-11-17 | 112890.11 | 9.81 | 0.96 | Transverse
5 | CE | 36 | Dynamic Strain - Tokyo Sokki (PML-60) | 1993-01-01 | 2007-11-17 | 112889.19 | 3.83 | 5.4 | Longitudinal
5 | CE | 37 | Dynamic Strain - Tokyo Sokki (PML-60) | 1993-01-01 | 2007-11-17 | 112889.6 | 6.84 | 5.52 | Longitudinal
5 | CE | 38 | Dynamic Strain - Tokyo Sokki (PML-60) | 1993-01-01 | 2007-11-17 | 112890.11 | 9.81 | 5.64 | Longitudinal
5 | DT | 1 | Linear Variable Differential Transducer | 1993-01-01 | 2007-11-17 | 112830.37 | -3.79 | 3
5 | DT | 2 | Linear Variable Differential Transducer | 1993-01-01 | 2007-11-17 | 112829.34 | -9.79 | 3
5 | DT | 3 | Linear Variable Differential Transducer | 1993-01-01 | 2007-11-17 | 112828.3 | -3.76 | 3
5 | DT | 4 | Linear Variable Differential Transducer | 1993-01-01 | 2007-11-17 | 112827.29 | -9.78 | 3
5 | EC | 101 | Decagon Moisture - 5TE | 2008-09-15 |  | 112841.04 | -7.1 | 12.5
5 | EC | 102 | Decagon Moisture - 5TE | 2008-09-15 |  | 112841.04 | -7.1 | 15
5 | EC | 103 | Decagon Moisture - 5TE | 2008-09-15 |  | 112841.04 | -7.1 | 18
5 | EC | 104 | Decagon Moisture - 5TE | 2008-09-15 |  | 112841.04 | -7.1 | 24
5 | EC | 105 | Decagon Moisture - 5TE | 2008-09-15 |  | 112841.04 | -7.1 | 36
5 | EC | 106 | Decagon Moisture - 5TE | 2008-09-15 |  | 112841.04 | -7.1 | 48
5 | EC | 107 | Decagon Moisture - 5TE | 2008-09-15 |  | 112841.04 | -7.1 | 60
5 | EC | 108 | Decagon Moisture - 5TE | 2008-09-15 |  | 112841.04 | -7.1 | 72
5 | ET | 101 | Decagon Moisture - 5TE (temperature) | 2008-09-15 |  | 112841 | -7.1 | 12.5
5 | ET | 102 | Decagon Moisture - 5TE (temperature) | 2008-09-15 |  | 112841 | -7.1 | 15
5 | ET | 103 | Decagon Moisture - 5TE (temperature) | 2008-09-15 |  | 112841 | -7.1 | 18
5 | ET | 104 | Decagon Moisture - 5TE (temperature) | 2008-09-15 |  | 112841 | -7.1 | 24
5 | ET | 105 | Decagon Moisture - 5TE (temperature) | 2008-09-15 |  | 112841 | -7.1 | 36
5 | ET | 106 | Decagon Moisture - 5TE (temperature) | 2008-09-15 |  | 112841 | -7.1 | 48
5 | ET | 107 | Decagon Moisture - 5TE (temperature) | 2008-09-15 |  | 112841 | -7.1 | 60
5 | ET | 108 | Decagon Moisture - 5TE (temperature) | 2008-09-15 |  | 112841 | -7.1 | 72
5 | EW | 101 | Decagon Moisture - 5TE (volumetric moisture content) | 2008-09-15 |  | 112841 | -7.1 | 12.5
5 | EW | 102 | Decagon Moisture - 5TE (volumetric moisture content) | 2008-09-15 |  | 112841 | -7.1 | 15
5 | EW | 103 | Decagon Moisture - 5TE (volumetric moisture content) | 2008-09-15 |  | 112841 | -7.1 | 18
5 | EW | 104 | Decagon Moisture - 5TE (volumetric moisture content) | 2008-09-15 |  | 112841 | -7.1 | 24
5 | EW | 105 | Decagon Moisture - 5TE (volumetric moisture content) | 2008-09-15 |  | 112841 | -7.1 | 36
5 | EW | 106 | Decagon Moisture - 5TE (volumetric moisture content) | 2008-09-15 |  | 112841 | -7.1 | 48
5 | EW | 107 | Decagon Moisture - 5TE (volumetric moisture content) | 2008-09-15 |  | 112841 | -7.1 | 60
5 | EW | 108 | Decagon Moisture - 5TE (volumetric moisture content) | 2008-09-15 |  | 112841 | -7.1 | 72
5 | FW | 1 | Concrete Vibrating Wire Strain Gauge [low modulus] (frequency) | 1993-01-01 | 2007-11-17 | 112851.7 | 1.49 | 0.6 | Longitudinal
5 | FW | 2 | Concrete Vibrating Wire Strain Gauge [low modulus] (frequency) | 1993-01-01 | 2007-11-17 | 112852.5 | 6 | 0.72 | Longitudinal
5 | FW | 3 | Concrete Vibrating Wire Strain Gauge [low modulus] (frequency) | 1993-01-01 | 2007-11-17 | 112853.3 | 10.44 | 0.36 | Longitudinal
5 | FW | 4 | Concrete Vibrating Wire Strain Gauge [low modulus] (frequency) | 1993-01-01 | 2007-11-17 | 112851.7 | 1.49 | 5.52 | Longitudinal
5 | FW | 5 | Concrete Vibrating Wire Strain Gauge [low modulus] (frequency) | 1993-01-01 | 2007-11-17 | 112852.5 | 6 | 5.64 | Longitudinal
5 | FW | 6 | Concrete Vibrating Wire Strain Gauge [low modulus] (frequency) | 1993-01-01 |  | 112853.3 | 10.44 | 5.16 | Longitudinal
5 | FW | 7 | Concrete Vibrating Wire Strain Gauge [low modulus] (frequency) | 1993-01-01 | 2007-11-17 | 112860.3 | 1.49 | 0.24 | Longitudinal
5 | FW | 8 | Concrete Vibrating Wire Strain Gauge [low modulus] (frequency) | 1993-01-01 |  | 112861.1 | 5.99 | 0.96 | Longitudinal
5 | FW | 9 | Concrete Vibrating Wire Strain Gauge [low modulus] (frequency) | 1993-01-01 | 2007-11-17 | 112861.8 | 10.49 | 0.72 | Longitudinal
5 | FW | 10 | Concrete Vibrating Wire Strain Gauge [low modulus] (frequency) | 1993-01-01 | 2007-11-17 | 112860.3 | 1.49 | 5.04 | Longitudinal
5 | FW | 11 | Concrete Vibrating Wire Strain Gauge [low modulus] (frequency) | 1993-01-01 |  | 112861.1 | 5.99 | 5.64 | Longitudinal
5 | FW | 12 | Concrete Vibrating Wire Strain Gauge [low modulus] (frequency) | 1993-01-01 | 2007-11-17 | 112861.8 | 10.49 | 5.64 | Longitudinal
5 | FW | 13 | Concrete Vibrating Wire Strain Gauge [low modulus] (frequency) | 1993-01-01 |  | 112868.8 | 1.49 | 0.24 | Longitudinal
5 | FW | 14 | Concrete Vibrating Wire Strain Gauge [low modulus] (frequency) | 1993-01-01 |  | 112869.5 | 6.01 | 0.6 | Longitudinal
5 | FW | 15 | Concrete Vibrating Wire Strain Gauge [low modulus] (frequency) | 1993-01-01 |  | 112870.3 | 10.5 | 0.6 | Longitudinal
5 | FW | 16 | Concrete Vibrating Wire Strain Gauge [low modulus] (frequency) | 1993-01-01 | 2007-11-17 | 112868.8 | 1.49 | 5.04 | Longitudinal
5 | FW | 17 | Concrete Vibrating Wire Strain Gauge [low modulus] (frequency) | 1993-01-01 | 2007-11-17 | 112869.5 | 6.01 | 5.16 | Longitudinal
5 | FW | 18 | Concrete Vibrating Wire Strain Gauge [low modulus] (frequency) | 1993-01-01 |  | 112870.3 | 10.5 | 5.64 | Longitudinal
5 | HC | 1 | Horizonal Clip Gauge - Tokyo Sokki (PI-5S-50/150) | 1993-01-01 | 2007-11-17 | 112849.34 | -3.83 | 2.04
5 | HC | 2 | Horizonal Clip Gauge - Tokyo Sokki (PI-5S-50/150) | 1993-01-01 | 2007-11-17 | 112848.27 | -9.85 | 2.04
5 | HC | 3 | Horizonal Clip Gauge - Tokyo Sokki (PI-5S-50/150) | 1993-01-01 | 2007-11-17 | 112890.47 | 3.85 | 2.04
5 | HC | 4 | Horizonal Clip Gauge - Tokyo Sokki (PI-5S-50/150) | 1993-01-01 | 2007-11-17 | 112891.64 | 9.86 | 2.04
5 | NP | 1 | Neutron Probe | 1993-01-01 | 2007-11-17 | 112844.75 | -6.1 | 0
5 | OS | 1 | MnROAD Open Stand Pipe | 1993-01-01 |  | 112892.43 | -25.22 | 180
5 | PA | 1 | Piezo-Accelerometer | 1993-01-01 | 2007-11-17 | 112868.29 | -6.03 | 1.92
5 | PA | 2 | Piezo-Accelerometer | 1993-01-01 | 2007-11-17 | 112868.79 | -5.98 | 1.92
5 | PA | 3 | Piezo-Accelerometer | 1993-01-01 | 2007-11-17 | 112869.28 | -5.96 | 1.92
5 | PA | 4 | Piezo-Accelerometer | 1993-01-01 | 2007-11-17 | 112869.8 | -5.96 | 1.92
5 | PA | 5 | Piezo-Accelerometer | 1993-01-01 | 2007-11-17 | 112870.3 | -5.93 | 1.92
5 | PA | 6 | Piezo-Accelerometer | 1993-01-01 | 2007-11-17 | 112870.78 | -5.94 | 1.92
5 | PG | 1 | Dynamic Normal Pressure Gauge - Geokon 3500 | 1993-01-01 |  | 112890.85 | -3.87 | 8.28
5 | PG | 2 | Dynamic Normal Pressure Gauge - Geokon 3500 | 1993-01-01 |  | 112889.73 | -9.85 | 7.92
5 | PG | 3 | Dynamic Normal Pressure Gauge - Geokon 3500 | 1993-01-01 | 2007-11-17 | 112894.07 | -5.93 | 7.8
5 | PG | 4 | Dynamic Normal Pressure Gauge - Geokon 3500 | 1993-01-01 | 2007-11-17 | 112899.37 | -3.79 | 7.8
5 | PG | 5 | Dynamic Normal Pressure Gauge - Geokon 3500 | 1993-01-01 | 2007-11-17 | 112898.34 | -9.75 | 7.68
5 | PG | 6 | Dynamic Normal Pressure Gauge - Geokon 3500 | 1993-01-01 | 2007-11-17 | 112904.02 | -6.06 | 7.8
5 | PG | 7 | Dynamic Normal Pressure Gauge - Geokon 3500 | 1993-01-01 | 2007-11-17 | 112907.86 | -3.81 | 7.68
5 | PG | 8 | Dynamic Normal Pressure Gauge - Geokon 3500 | 1993-01-01 | 2007-11-17 | 112906.92 | -9.82 | 7.56
5 | RP | 1 | Resistivity Probe | 1993-01-01 | 2007-11-17 | 112860.66 | -9.92 | 12
5 | RW | 1 | Concrete Vibrating Wire Strain Gauge [low modulus] (resistance) | 1993-01-01 | 2007-11-17 | 112851.7 | 1.49 | 0.6 | Longitudinal
5 | RW | 2 | Concrete Vibrating Wire Strain Gauge [low modulus] (resistance) | 1993-01-01 | 2007-11-17 | 112852.5 | 6 | 0.72 | Longitudinal
5 | RW | 3 | Concrete Vibrating Wire Strain Gauge [low modulus] (resistance) | 1993-01-01 | 2007-11-17 | 112853.3 | 10.44 | 0.36 | Longitudinal
5 | RW | 4 | Concrete Vibrating Wire Strain Gauge [low modulus] (resistance) | 1993-01-01 | 2007-11-17 | 112851.7 | 1.49 | 5.52 | Longitudinal
5 | RW | 5 | Concrete Vibrating Wire Strain Gauge [low modulus] (resistance) | 1993-01-01 | 2007-11-17 | 112852.5 | 6 | 5.64 | Longitudinal
5 | RW | 6 | Concrete Vibrating Wire Strain Gauge [low modulus] (resistance) | 1993-01-01 |  | 112853.3 | 10.44 | 5.16 | Longitudinal
5 | RW | 7 | Concrete Vibrating Wire Strain Gauge [low modulus] (resistance) | 1993-01-01 | 2007-11-17 | 112860.3 | 1.49 | 0.24 | Longitudinal
5 | RW | 8 | Concrete Vibrating Wire Strain Gauge [low modulus] (resistance) | 1993-01-01 |  | 112861.1 | 5.99 | 0.96 | Longitudinal
5 | RW | 9 | Concrete Vibrating Wire Strain Gauge [low modulus] (resistance) | 1993-01-01 | 2007-11-17 | 112861.8 | 10.49 | 0.72 | Longitudinal
5 | RW | 10 | Concrete Vibrating Wire Strain Gauge [low modulus] (resistance) | 1993-01-01 | 2007-11-17 | 112860.3 | 1.49 | 5.04 | Longitudinal
5 | RW | 11 | Concrete Vibrating Wire Strain Gauge [low modulus] (resistance) | 1993-01-01 |  | 112861.1 | 5.99 | 5.64 | Longitudinal
5 | RW | 12 | Concrete Vibrating Wire Strain Gauge [low modulus] (resistance) | 1993-01-01 | 2007-11-17 | 112861.8 | 10.49 | 5.64 | Longitudinal
5 | RW | 13 | Concrete Vibrating Wire Strain Gauge [low modulus] (resistance) | 1993-01-01 |  | 112868.8 | 1.49 | 0.24 | Longitudinal
5 | RW | 14 | Concrete Vibrating Wire Strain Gauge [low modulus] (resistance) | 1993-01-01 |  | 112869.5 | 6.01 | 0.6 | Longitudinal
5 | RW | 15 | Concrete Vibrating Wire Strain Gauge [low modulus] (resistance) | 1993-01-01 |  | 112870.3 | 10.5 | 0.6 | Longitudinal
5 | RW | 16 | Concrete Vibrating Wire Strain Gauge [low modulus] (resistance) | 1993-01-01 | 2007-11-17 | 112868.8 | 1.49 | 5.04 | Longitudinal
5 | RW | 17 | Concrete Vibrating Wire Strain Gauge [low modulus] (resistance) | 1993-01-01 | 2007-11-17 | 112869.5 | 6.01 | 5.16 | Longitudinal
5 | RW | 18 | Concrete Vibrating Wire Strain Gauge [low modulus] (resistance) | 1993-01-01 |  | 112870.3 | 10.5 | 5.64 | Longitudinal
5 | SS | 1 | Steel Strain Gauge | 1993-01-01 | 2007-11-17 | 112889.94 | -0.6 | 3.48
5 | SS | 5 | Steel Strain Gauge | 1993-01-01 | 2007-11-17 | 112889.41 | -3.57 | 3.24
5 | SS | 9 | Steel Strain Gauge | 1993-01-01 | 2007-11-17 | 112888.85 | -6.53 | 3.36
5 | SS | 13 | Steel Strain Gauge | 1993-01-01 | 2007-11-17 | 112888.72 | -7.51 | 3.48
5 | SS | 17 | Steel Strain Gauge | 1993-01-01 | 2007-11-17 | 112888.38 | -9.48 | 3.36
5 | SS | 21 | Steel Strain Gauge | 1993-01-01 | 2007-11-17 | 112888.04 | -11.43 | 3.36
5 | TC | 1 | MnROAD Thermal Couple Tree - Omega | 1993-01-01 |  | 112860.08 | -9.97 | 0.96
5 | TC | 2 | MnROAD Thermal Couple Tree - Omega | 1993-01-01 |  | 112860.08 | -9.97 | 2.04
5 | TC | 3 | MnROAD Thermal Couple Tree - Omega | 1993-01-01 |  | 112860.08 | -9.97 | 3.96
5 | TC | 4 | MnROAD Thermal Couple Tree - Omega | 1993-01-01 |  | 112860.08 | -9.97 | 7.8
5 | TC | 5 | MnROAD Thermal Couple Tree - Omega | 1993-01-01 |  | 112860.08 | -9.97 | 8.16
5 | TC | 6 | MnROAD Thermal Couple Tree - Omega | 1993-01-01 |  | 112860.08 | -9.97 | 11.16
5 | TC | 7 | MnROAD Thermal Couple Tree - Omega | 1993-01-01 |  | 112860.08 | -9.97 | 17.16
5 | TC | 8 | MnROAD Thermal Couple Tree - Omega | 1993-01-01 |  | 112860.08 | -9.97 | 23.16
5 | TC | 9 | MnROAD Thermal Couple Tree - Omega | 1993-01-01 |  | 112860.08 | -9.97 | 35.16
5 | TC | 10 | MnROAD Thermal Couple Tree - Omega | 1993-01-01 |  | 112860.08 | -9.97 | 47.16
5 | TC | 11 | MnROAD Thermal Couple Tree - Omega | 1993-01-01 |  | 112860.08 | -9.97 | 59.16
5 | TC | 12 | MnROAD Thermal Couple Tree - Omega | 1993-01-01 |  | 112860.08 | -9.97 | 95.16
5 | TC | 108 | MnROAD Thermal Couple Tree - Omega | 2008-09-01 |  | 112835.67 | -13.4 | 8.004 | Vertical
5 | TC | 115 | MnROAD Thermal Couple Tree - Omega | 2008-09-01 |  | 112841.04 | -7.1 | 6 | Vertical
5 | TC | 116 | MnROAD Thermal Couple Tree - Omega | 2008-09-01 |  | 112841.04 | -7.1 | 9 | Vertical
5 | TC | 117 | MnROAD Thermal Couple Tree - Omega | 2008-09-01 |  | 112841.04 | -7.1 | 11.496 | Vertical
5 | TC | 118 | MnROAD Thermal Couple Tree - Omega | 2008-09-01 |  | 112841.04 | -7.1 | 15 | Vertical
5 | TC | 119 | MnROAD Thermal Couple Tree - Omega | 2008-09-01 |  | 112841.04 | -7.1 | 18 | Vertical
5 | TC | 120 | MnROAD Thermal Couple Tree - Omega | 2008-09-01 |  | 112841.04 | -7.1 | 24 | Vertical
5 | TC | 121 | MnROAD Thermal Couple Tree - Omega | 2008-09-01 |  | 112841.04 | -7.1 | 36 | Vertical
5 | TC | 122 | MnROAD Thermal Couple Tree - Omega | 2008-09-01 |  | 112841.04 | -7.1 | 48 | Vertical
5 | TC | 123 | MnROAD Thermal Couple Tree - Omega | 2008-09-01 |  | 112841.04 | -7.1 | 60 | Vertical
5 | TC | 124 | MnROAD Thermal Couple Tree - Omega | 2008-09-01 |  | 112841.04 | -7.1 | 72 | Vertical
5 | TC | 130 | MnROAD Thermal Couple Tree - Omega | 2008-09-01 |  | 112938.02 | -13.3 | 6.996
5 | TC | 131 | MnROAD Thermal Couple Tree - Omega | 2008-09-01 |  | 112938.02 | -13.3 | 9.504
5 | TC | 132 | MnROAD Thermal Couple Tree - Omega | 2008-09-01 |  | 112938.02 | -13.3 | 12
5 | TC | 138 | MnROAD Thermal Couple Tree - Omega | 2008-09-01 |  | 112934.52 | -6.6 | 6.996
5 | TC | 139 | MnROAD Thermal Couple Tree - Omega | 2008-09-01 |  | 112934.52 | -6.6 | 9.504
5 | TC | 140 | MnROAD Thermal Couple Tree - Omega | 2008-09-01 |  | 112934.52 | -6.6 | 12
5 | TD | 1 | Time Domain Reflectometer | 1993-01-01 |  | 112863.25 | -9.89 | 12.24
5 | TD | 2 | Time Domain Reflectometer | 1993-01-01 |  | 112863.25 | -9.89 | 18.6
5 | TD | 3 | Time Domain Reflectometer | 1993-01-01 |  | 112863.25 | -9.89 | 24.6
5 | TD | 4 | Time Domain Reflectometer | 1993-01-01 |  | 112863.25 | -9.89 | 36.24
5 | TD | 5 | Time Domain Reflectometer | 1993-01-01 |  | 112863.25 | -9.89 | 48
5 | TD | 6 | Time Domain Reflectometer | 1993-01-01 |  | 112863.25 | -9.89 | 60
5 | TD | 7 | Time Domain Reflectometer | 1993-01-01 |  | 112863.25 | -9.89 | 98.28
5 | VW | 1 | Concrete Vibrating Wire Strain Gauge [low modulus] | 1993-01-01 | 2007-11-17 | 112851.73 | 1.49 | 0.6 | Longitudinal
5 | VW | 2 | Concrete Vibrating Wire Strain Gauge [low modulus] | 1993-01-01 | 2007-11-17 | 112852.5 | 6 | 0.72 | Longitudinal
5 | VW | 3 | Concrete Vibrating Wire Strain Gauge [low modulus] | 1993-01-01 | 2007-11-17 | 112853.3 | 10.44 | 0.36 | Longitudinal
5 | VW | 4 | Concrete Vibrating Wire Strain Gauge [low modulus] | 1993-01-01 | 2007-11-17 | 112851.73 | 1.49 | 5.52 | Longitudinal
5 | VW | 5 | Concrete Vibrating Wire Strain Gauge [low modulus] | 1993-01-01 | 2007-11-17 | 112852.5 | 6 | 5.64 | Longitudinal
5 | VW | 6 | Concrete Vibrating Wire Strain Gauge [low modulus] | 1993-01-01 |  | 112853.3 | 10.44 | 5.16 | Longitudinal
5 | VW | 7 | Concrete Vibrating Wire Strain Gauge [low modulus] | 1993-01-01 | 2007-11-17 | 112860.3 | 1.49 | 0.24 | Longitudinal
5 | VW | 8 | Concrete Vibrating Wire Strain Gauge [low modulus] | 1993-01-01 |  | 112861.08 | 5.99 | 0.96 | Longitudinal
5 | VW | 9 | Concrete Vibrating Wire Strain Gauge [low modulus] | 1993-01-01 | 2007-11-17 | 112861.82 | 10.49 | 0.72 | Longitudinal
5 | VW | 10 | Concrete Vibrating Wire Strain Gauge [low modulus] | 1993-01-01 | 2007-11-17 | 112860.3 | 1.49 | 5.04 | Longitudinal
5 | VW | 11 | Concrete Vibrating Wire Strain Gauge [low modulus] | 1993-01-01 |  | 112861.08 | 5.99 | 5.64 | Longitudinal
5 | VW | 12 | Concrete Vibrating Wire Strain Gauge [low modulus] | 1993-01-01 | 2007-11-17 | 112861.82 | 10.49 | 5.64 | Longitudinal
5 | VW | 13 | Concrete Vibrating Wire Strain Gauge [low modulus] | 1993-01-01 |  | 112868.75 | 1.49 | 0.24 | Longitudinal
5 | VW | 14 | Concrete Vibrating Wire Strain Gauge [low modulus] | 1993-01-01 |  | 112869.51 | 6.01 | 0.6 | Longitudinal
5 | VW | 15 | Concrete Vibrating Wire Strain Gauge [low modulus] | 1993-01-01 |  | 112870.32 | 10.5 | 0.6 | Longitudinal
5 | VW | 16 | Concrete Vibrating Wire Strain Gauge [low modulus] | 1993-01-01 | 2007-11-17 | 112868.75 | 1.49 | 5.04 | Longitudinal
5 | VW | 17 | Concrete Vibrating Wire Strain Gauge [low modulus] | 1993-01-01 | 2007-11-17 | 112869.51 | 6.01 | 5.16 | Longitudinal
5 | VW | 18 | Concrete Vibrating Wire Strain Gauge [low modulus] | 1993-01-01 |  | 112870.32 | 10.5 | 5.64 | Longitudinal
5 | WM | 1 | Water Mark - Irrometer | 1993-01-01 |  | 112863.25 | -9.89 | 12.36
5 | WM | 2 | Water Mark - Irrometer | 1993-01-01 |  | 112863.25 | -9.89 | 18.72
5 | WM | 3 | Water Mark - Irrometer | 1993-01-01 |  | 112863.25 | -9.89 | 24.72
5 | WM | 4 | Water Mark - Irrometer | 1993-01-01 |  | 112863.25 | -9.89 | 36.36
5 | WM | 5 | Water Mark - Irrometer | 1993-01-01 |  | 112863.25 | -9.89 | 48.12
5 | WM | 6 | Water Mark - Irrometer | 1993-01-01 |  | 112863.25 | -9.89 | 60.12
5 | WM | 7 | Water Mark - Irrometer | 1993-01-01 |  | 112863.25 | -9.89 | 98.4
5 | XV | 1 | Concrete Vibrating Wire Strain Gauge [low modulus] | 1993-01-01 | 2007-11-17 | 112851.73 | 1.49 | 0.6
5 | XV | 2 | Concrete Vibrating Wire Strain Gauge [low modulus] | 1993-01-01 | 2007-11-17 | 112852.5 | 6 | 0.72
5 | XV | 3 | Concrete Vibrating Wire Strain Gauge [low modulus] | 1993-01-01 | 2007-11-17 | 112853.3 | 10.44 | 0.36
5 | XV | 4 | Concrete Vibrating Wire Strain Gauge [low modulus] | 1993-01-01 | 2007-11-17 | 112851.73 | 1.49 | 5.52
5 | XV | 5 | Concrete Vibrating Wire Strain Gauge [low modulus] | 1993-01-01 | 2007-11-17 | 112852.5 | 6 | 5.64
5 | XV | 6 | Concrete Vibrating Wire Strain Gauge [low modulus] | 1993-01-01 | 2007-11-17 | 112853.3 | 10.44 | 5.16
5 | XV | 7 | Concrete Vibrating Wire Strain Gauge [low modulus] | 1993-01-01 | 2007-11-17 | 112860.3 | 1.49 | 0.24
5 | XV | 8 | Concrete Vibrating Wire Strain Gauge [low modulus] | 1993-01-01 | 2007-11-17 | 112861.08 | 5.99 | 0.96
5 | XV | 9 | Concrete Vibrating Wire Strain Gauge [low modulus] | 1993-01-01 | 2007-11-17 | 112861.82 | 10.49 | 0.72
5 | XV | 10 | Concrete Vibrating Wire Strain Gauge [low modulus] | 1993-01-01 | 2007-11-17 | 112860.3 | 1.49 | 5.04
5 | XV | 11 | Concrete Vibrating Wire Strain Gauge [low modulus] | 1993-01-01 | 2007-11-17 | 112861.08 | 5.99 | 5.64
5 | XV | 12 | Concrete Vibrating Wire Strain Gauge [low modulus] | 1993-01-01 | 2007-11-17 | 112861.82 | 10.49 | 5.64
5 | XV | 13 | Concrete Vibrating Wire Strain Gauge [low modulus] | 1993-01-01 | 2007-11-17 | 112868.75 | 1.49 | 0.24
5 | XV | 14 | Concrete Vibrating Wire Strain Gauge [low modulus] | 1993-01-01 | 2007-11-17 | 112869.51 | 6.01 | 0.6
5 | XV | 15 | Concrete Vibrating Wire Strain Gauge [low modulus] | 1993-01-01 | 2007-11-17 | 112870.32 | 10.5 | 0.6
5 | XV | 16 | Concrete Vibrating Wire Strain Gauge [low modulus] | 1993-01-01 | 2007-11-17 | 112868.75 | 1.49 | 5.04
5 | XV | 17 | Concrete Vibrating Wire Strain Gauge [low modulus] | 1993-01-01 | 2007-11-17 | 112869.51 | 6.01 | 5.16
5 | XV | 18 | Concrete Vibrating Wire Strain Gauge [low modulus] | 1993-01-01 | 2007-11-17 | 112870.32 | 10.5 | 5.64
6 | CE | 1 | Dynamic Strain - Tokyo Sokki (PML-60) | 1993-01-01 | 2007-11-17 | 113390.9 | -3.85 | 1.2 | Longitudinal
6 | CE | 2 | Dynamic Strain - Tokyo Sokki (PML-60) | 1993-01-01 | 2007-11-17 | 113390.38 | -6.85 | 1.08 | Longitudinal
6 | CE | 3 | Dynamic Strain - Tokyo Sokki (PML-60) | 1993-01-01 | 2007-11-17 | 113390.02 | -9.74 | 1.08 | Longitudinal
6 | CE | 4 | Dynamic Strain - Tokyo Sokki (PML-60) | 1993-01-01 | 2007-11-17 | 113389.7 | -10.89 | 1.2 | Longitudinal
6 | CE | 5 | Dynamic Strain - Tokyo Sokki (PML-60) | 1993-01-01 | 2007-11-17 | 113390.9 | -3.85 | 5.88 | Longitudinal
6 | CE | 6 | Dynamic Strain - Tokyo Sokki (PML-60) | 1993-01-01 | 2007-11-17 | 113390.38 | -6.85 | 6 | Longitudinal
6 | CE | 7 | Dynamic Strain - Tokyo Sokki (PML-60) | 1993-01-01 | 2007-11-17 | 113390.02 | -9.74 | 6 | Longitudinal
6 | CE | 8 | Dynamic Strain - Tokyo Sokki (PML-60) | 1993-01-01 | 2007-11-17 | 113389.7 | -10.89 | 6 | Longitudinal
6 | CE | 9 | Dynamic Strain - Tokyo Sokki (PML-60) | 1993-01-01 | 2007-11-17 | 113396.88 | -3.9 | 1.2 | Longitudinal
6 | CE | 10 | Dynamic Strain - Tokyo Sokki (PML-60) | 1993-01-01 | 2007-11-17 | 113395.88 | -9.86 | 1.68 | Longitudinal
6 | CE | 11 | Dynamic Strain - Tokyo Sokki (PML-60) | 1993-01-01 | 2007-11-17 | 113395.72 | -10.9 | 1.08 | Longitudinal
6 | CE | 12 | Dynamic Strain - Tokyo Sokki (PML-60) | 1993-01-01 | 2007-11-17 | 113396.88 | -3.9 | 6.24 | Longitudinal
6 | CE | 13 | Dynamic Strain - Tokyo Sokki (PML-60) | 1993-01-01 | 2007-11-17 | 113395.88 | -9.86 | 6.36 | Longitudinal
6 | CE | 14 | Dynamic Strain - Tokyo Sokki (PML-60) | 1993-01-01 | 2007-11-17 | 113395.72 | -10.9 | 5.88 | Longitudinal
6 | CE | 15 | Dynamic Strain - Tokyo Sokki (PML-60) | 1993-01-01 | 2007-11-17 | 113402.86 | -3.88 | 0.72 | Longitudinal
6 | CE | 16 | Dynamic Strain - Tokyo Sokki (PML-60) | 1993-01-01 | 2007-11-17 | 113402.35 | -6.86 | 0.96 | Longitudinal
6 | CE | 17 | Dynamic Strain - Tokyo Sokki (PML-60) | 1993-01-01 | 2007-11-17 | 113401.89 | -9.87 | 1.32 | Longitudinal
6 | CE | 18 | Dynamic Strain - Tokyo Sokki (PML-60) | 1993-01-01 | 2007-11-17 | 113401.69 | -10.89 | 1.32 | Longitudinal
6 | CE | 19 | Dynamic Strain - Tokyo Sokki (PML-60) | 1993-01-01 | 2007-11-17 | 113402.86 | -3.88 | 5.64 | Longitudinal
6 | CE | 20 | Dynamic Strain - Tokyo Sokki (PML-60) | 1993-01-01 | 2007-11-17 | 113402.35 | -6.86 | 5.88 | Longitudinal
6 | CE | 21 | Dynamic Strain - Tokyo Sokki (PML-60) | 1993-01-01 | 2007-11-17 | 113401.89 | -9.87 | 6.12 | Longitudinal
6 | CE | 22 | Dynamic Strain - Tokyo Sokki (PML-60) | 1993-01-01 | 2007-11-17 | 113401.69 | -10.89 | 6.12 | Longitudinal
6 | CE | 23 | Dynamic Strain - Tokyo Sokki (PML-60) | 1993-01-01 | 2007-11-17 | 113395.37 | -13.58 | 0.96
6 | CE | 24 | Dynamic Strain - Tokyo Sokki (PML-60) | 1993-01-01 | 2007-11-17 | 113395.37 | -13.58 | 6.96
6 | CE | 25 | Dynamic Strain - Tokyo Sokki (PML-60) | 1993-01-01 | 2007-11-17 | 113395.88 | -9.86 | 0.12
6 | DT | 1 | Linear Variable Differential Transducer | 1993-01-01 | 2007-11-17 | 113417.85 | -6.88 | 3
6 | DT | 2 | Linear Variable Differential Transducer | 1993-01-01 | 2007-11-17 | 113417.44 | -9.88 | 3
6 | DT | 3 | Linear Variable Differential Transducer | 1993-01-01 | 2007-11-17 | 113419.93 | -6.89 | 3
6 | DT | 4 | Linear Variable Differential Transducer | 1993-01-01 | 2007-11-17 | 113419.4 | -9.91 | 3
6 | DW | 1 | Dynamic Pore Water Pressure Gauge | 1993-01-01 | 2007-11-17 | 113410.75 | -9.86 | 18.24
6 | DW | 2 | Dynamic Pore Water Pressure Gauge | 1993-01-01 | 2007-11-17 | 113410.75 | -9.86 | 30.24
6 | DW | 3 | Dynamic Pore Water Pressure Gauge | 1993-01-01 | 2007-11-17 | 113410.75 | -9.86 | 41.76
6 | DW | 4 | Dynamic Pore Water Pressure Gauge | 1993-01-01 | 2007-11-17 | 113410.75 | -9.86 | 54.24
6 | FW | 1 | Concrete Vibrating Wire Strain Gauge [low modulus] (frequency) | 1993-01-01 | 2007-11-17 | 113391.8 | 1.5 | 0.12 | Longitudinal
6 | FW | 2 | Concrete Vibrating Wire Strain Gauge [low modulus] (frequency) | 1993-01-01 | 2007-11-17 | 113392.5 | 6.02 | 0.6 | Longitudinal
6 | FW | 3 | Concrete Vibrating Wire Strain Gauge [low modulus] (frequency) | 1993-01-01 | 2007-11-17 | 113393.2 | 10.45 | 0.24 | Longitudinal
6 | FW | 4 | Concrete Vibrating Wire Strain Gauge [low modulus] (frequency) | 1993-01-01 | 2007-11-17 | 113391.8 | 1.5 | 4.8 | Longitudinal
6 | FW | 5 | Concrete Vibrating Wire Strain Gauge [low modulus] (frequency) | 1993-01-01 | 2007-11-17 | 113392.5 | 6.02 | 5.28 | Longitudinal
6 | FW | 6 | Concrete Vibrating Wire Strain Gauge [low modulus] (frequency) | 1993-01-01 | 2007-11-17 | 113393.2 | 10.45 | 5.04 | Longitudinal
6 | FW | 7 | Concrete Vibrating Wire Strain Gauge [low modulus] (frequency) | 1993-01-01 | 2007-11-17 | 113397.7 | 1.46 | 0 | Longitudinal
6 | FW | 8 | Concrete Vibrating Wire Strain Gauge [low modulus] (frequency) | 1993-01-01 | 2007-11-17 | 113398.5 | 5.97 | 0.48 | Longitudinal
6 | FW | 9 | Concrete Vibrating Wire Strain Gauge [low modulus] (frequency) | 1993-01-01 | 2007-11-17 | 113399.2 | 10.49 | 0.48 | Longitudinal
6 | FW | 10 | Concrete Vibrating Wire Strain Gauge [low modulus] (frequency) | 1993-01-01 | 2007-11-17 | 113397.7 | 1.46 | 4.92 | Longitudinal
6 | FW | 11 | Concrete Vibrating Wire Strain Gauge [low modulus] (frequency) | 1993-01-01 | 2007-11-17 | 113398.5 | 5.97 | 5.4 | Longitudinal
6 | FW | 12 | Concrete Vibrating Wire Strain Gauge [low modulus] (frequency) | 1993-01-01 | 2007-11-17 | 113399.2 | 10.49 | 5.16 | Longitudinal
6 | FW | 13 | Concrete Vibrating Wire Strain Gauge [low modulus] (frequency) | 1993-01-01 | 2007-11-17 | 113403.7 | 1.47 | 0.36 | Longitudinal
6 | FW | 14 | Concrete Vibrating Wire Strain Gauge [low modulus] (frequency) | 1993-01-01 | 2007-11-17 | 113404.5 | 5.97 | 0.36 | Longitudinal
6 | FW | 15 | Concrete Vibrating Wire Strain Gauge [low modulus] (frequency) | 1993-01-01 | 2007-11-17 | 113405.3 | 10.49 | 0.36 | Longitudinal
6 | FW | 16 | Concrete Vibrating Wire Strain Gauge [low modulus] (frequency) | 1993-01-01 | 2007-11-17 | 113403.7 | 1.47 | 5.4 | Longitudinal
6 | FW | 17 | Concrete Vibrating Wire Strain Gauge [low modulus] (frequency) | 1993-01-01 | 2007-11-17 | 113404.5 | 5.97 | 5.16 | Longitudinal
6 | FW | 18 | Concrete Vibrating Wire Strain Gauge [low modulus] (frequency) | 1993-01-01 | 2007-11-17 | 113405.3 | 10.49 | 4.68 | Longitudinal
6 | HC | 1 | Horizonal Clip Gauge - Tokyo Sokki (PI-5S-50/150) | 1993-01-01 | 2007-11-17 | 113389.38 | -3.85 | 2.04
6 | HC | 2 | Horizonal Clip Gauge - Tokyo Sokki (PI-5S-50/150) | 1993-01-01 | 2007-11-17 | 113388.31 | -9.86 | 2.04
6 | HC | 3 | Horizonal Clip Gauge - Tokyo Sokki (PI-5S-50/150) | 1993-01-01 | 2007-11-17 | 113420.58 | 3.86 | 2.04
6 | HC | 4 | Horizonal Clip Gauge - Tokyo Sokki (PI-5S-50/150) | 1993-01-01 | 2007-11-17 | 113421.39 | 9.75 | 2.04
6 | NP | 1 | Neutron Probe | 1993-01-01 | 2007-11-17 | 113409.99 | -6 | 0.6
6 | NP | 2 | Neutron Probe | 1993-01-01 | 2007-11-17 | 113411.7 | -14 | 0.6
6 | NP | 3 | Neutron Probe | 1993-01-01 | 2007-11-17 | 113501.97 | -6.07 | 0
6 | NP | 4 | Neutron Probe | 1993-01-01 | 2007-11-17 | 113607 | -6.01 | 0
6 | NP | 5 | Neutron Probe | 1993-01-01 | 2007-11-17 | 113306.99 | -6.06 | 0.6
6 | OS | 1 | MnROAD Open Stand Pipe | 1993-01-01 | 2007-11-17 | 113424.15 | -24.96 | 180
6 | PA | 1 | Piezo-Accelerometer | 1993-01-01 | 2007-11-17 | 113403 | -5.99 | 1.92
6 | PA | 2 | Piezo-Accelerometer | 1993-01-01 | 2007-11-17 | 113402.92 | -6.78 | 1.92
6 | PA | 3 | Piezo-Accelerometer | 1993-01-01 | 2007-11-17 | 113404.51 | -6.01 | 1.92
6 | PA | 4 | Piezo-Accelerometer | 1993-01-01 | 2007-11-17 | 113405.02 | -6.01 | 1.92
6 | PA | 5 | Piezo-Accelerometer | 1993-01-01 | 2007-11-17 | 113405.51 | -6.02 | 1.92
6 | PA | 6 | Piezo-Accelerometer | 1993-01-01 | 2007-11-17 | 113405.39 | -6.78 | 1.92
6 | PG | 1 | Dynamic Normal Pressure Gauge - Geokon 3500 | 1993-01-01 | 2007-11-17 | 113375.92 | -3.81 | 9
6 | PG | 2 | Dynamic Normal Pressure Gauge - Geokon 3500 | 1993-01-01 | 2007-11-17 | 113374.85 | -9.81 | 8.88
6 | PG | 3 | Dynamic Normal Pressure Gauge - Geokon 3500 | 1993-01-01 | 2007-11-17 | 113378.51 | -6.04 | 9.12
6 | PG | 4 | Dynamic Normal Pressure Gauge - Geokon 3500 | 1993-01-01 | 2007-11-17 | 113381.89 | -3.75 | 8.64
6 | PG | 5 | Dynamic Normal Pressure Gauge - Geokon 3500 | 1993-01-01 | 2007-11-17 | 113380.83 | -9.79 | 9.12
6 | PG | 6 | Dynamic Normal Pressure Gauge - Geokon 3500 | 1993-01-01 | 2007-11-17 | 113384.5 | -5.96 | 9
6 | PG | 7 | Dynamic Normal Pressure Gauge - Geokon 3500 | 1993-01-01 | 2007-11-17 | 113387.9 | -3.84 | 9.12
6 | PG | 8 | Dynamic Normal Pressure Gauge - Geokon 3500 | 1993-01-01 | 2007-11-17 | 113386.8 | -9.71 | 8.88
6 | PK | 1 | Dynamic Pressure Gauge | 1993-01-01 | 2007-11-17 | 113410.05 | -9.88 | 19.32
6 | PL | 1 | Static Pressure Gauge | 1993-01-01 | 2007-11-17 | 113418.8 | 2.13 | 57
6 | PT | 1 | Static Normal Pressure - Geokon 4800 | 1993-01-01 | 2007-11-17 | 113414.55 | -0.09 | 53.76
6 | PT | 2 | Static Normal Pressure - Geokon 4800 | 1993-01-01 | 2007-11-17 | 113415.93 | 0.05 | 42.36
6 | PT | 3 | Static Normal Pressure - Geokon 4800 | 1993-01-01 | 2007-11-17 | 113418.42 | 0.03 | 29.64
6 | PT | 4 | Static Normal Pressure - Geokon 4800 | 1993-01-01 | 2007-11-17 | 113414.48 | 0.16 | 17.64
6 | RP | 1 | Resistivity Probe | 1993-01-01 | 2007-11-17 | 113409.3 | -0.09 | 13.08
6 | RP | 2 | Resistivity Probe | 1993-01-01 | 2007-11-17 | 113407.66 | -9.88 | 13.92
6 | RP | 3 | Resistivity Probe | 1993-01-01 | 2007-11-17 | 113406.61 | -16.15 | 12.6
6 | RP | 4 | Resistivity Probe | 1993-01-01 | 2007-11-17 | 113408.97 | -24.96 | 15.84
6 | RP | 5 | Resistivity Probe | 1993-01-01 | 2007-11-17 | 113500.25 | -9.91 | 13.32
6 | RP | 6 | Resistivity Probe | 1993-01-01 | 2007-11-17 | 113605.24 | -9.97 | 12.24
6 | RP | 7 | Resistivity Probe | 1993-01-01 | 2007-11-17 | 113305.31 | -9.87 | 12.84
6 | RW | 1 | Concrete Vibrating Wire Strain Gauge [low modulus] (resistance) | 1993-01-01 | 2007-11-17 | 113391.8 | 1.5 | 0.12 | Longitudinal
6 | RW | 2 | Concrete Vibrating Wire Strain Gauge [low modulus] (resistance) | 1993-01-01 | 2007-11-17 | 113392.5 | 6.02 | 0.6 | Longitudinal
6 | RW | 3 | Concrete Vibrating Wire Strain Gauge [low modulus] (resistance) | 1993-01-01 | 2007-11-17 | 113393.2 | 10.45 | 0.24 | Longitudinal
6 | RW | 4 | Concrete Vibrating Wire Strain Gauge [low modulus] (resistance) | 1993-01-01 | 2007-11-17 | 113391.8 | 1.5 | 4.8 | Longitudinal
6 | RW | 5 | Concrete Vibrating Wire Strain Gauge [low modulus] (resistance) | 1993-01-01 | 2007-11-17 | 113392.5 | 6.02 | 5.28 | Longitudinal
6 | RW | 6 | Concrete Vibrating Wire Strain Gauge [low modulus] (resistance) | 1993-01-01 | 2007-11-17 | 113393.2 | 10.45 | 5.04 | Longitudinal
6 | RW | 7 | Concrete Vibrating Wire Strain Gauge [low modulus] (resistance) | 1993-01-01 | 2007-11-17 | 113397.7 | 1.46 | 0 | Longitudinal
6 | RW | 8 | Concrete Vibrating Wire Strain Gauge [low modulus] (resistance) | 1993-01-01 | 2007-11-17 | 113398.5 | 5.97 | 0.48 | Longitudinal
6 | RW | 9 | Concrete Vibrating Wire Strain Gauge [low modulus] (resistance) | 1993-01-01 | 2007-11-17 | 113399.2 | 10.49 | 0.48 | Longitudinal
6 | RW | 10 | Concrete Vibrating Wire Strain Gauge [low modulus] (resistance) | 1993-01-01 | 2007-11-17 | 113397.7 | 1.46 | 4.92 | Longitudinal
6 | RW | 11 | Concrete Vibrating Wire Strain Gauge [low modulus] (resistance) | 1993-01-01 | 2007-11-17 | 113398.5 | 5.97 | 5.4 | Longitudinal
6 | RW | 12 | Concrete Vibrating Wire Strain Gauge [low modulus] (resistance) | 1993-01-01 | 2007-11-17 | 113399.2 | 10.49 | 5.16 | Longitudinal
6 | RW | 13 | Concrete Vibrating Wire Strain Gauge [low modulus] (resistance) | 1993-01-01 | 2007-11-17 | 113403.7 | 1.47 | 0.36 | Longitudinal
6 | RW | 14 | Concrete Vibrating Wire Strain Gauge [low modulus] (resistance) | 1993-01-01 | 2007-11-17 | 113404.5 | 5.97 | 0.36 | Longitudinal
6 | RW | 15 | Concrete Vibrating Wire Strain Gauge [low modulus] (resistance) | 1993-01-01 | 2007-11-17 | 113405.3 | 10.49 | 0.36 | Longitudinal
6 | RW | 16 | Concrete Vibrating Wire Strain Gauge [low modulus] (resistance) | 1993-01-01 | 2007-11-17 | 113403.7 | 1.47 | 5.4 | Longitudinal
6 | RW | 17 | Concrete Vibrating Wire Strain Gauge [low modulus] (resistance) | 1993-01-01 | 2007-11-17 | 113404.5 | 5.97 | 5.16 | Longitudinal
6 | RW | 18 | Concrete Vibrating Wire Strain Gauge [low modulus] (resistance) | 1993-01-01 | 2007-11-17 | 113405.3 | 10.49 | 4.68 | Longitudinal
6 | SW | 1 | Positive Pore Water Pressure | 1993-01-01 | 2007-11-17 | 113414.71 | 1.53 | 54.24
6 | SW | 2 | Positive Pore Water Pressure | 1993-01-01 | 2007-11-17 | 113416.31 | 1.49 | 41.4
6 | SW | 3 | Positive Pore Water Pressure | 1993-01-01 | 2007-11-17 | 113418.76 | 1.49 | 29.28
6 | SW | 4 | Positive Pore Water Pressure | 1993-01-01 | 2007-11-17 | 113414.79 | 1.5 | 18.12
6 | TC | 1 | MnROAD Thermal Couple Tree - Omega | 1993-01-01 | 2007-11-17 | 113408.64 | -0.05 | 0.96
6 | TC | 2 | MnROAD Thermal Couple Tree - Omega | 1993-01-01 | 2007-11-17 | 113408.64 | -0.05 | 3
6 | TC | 3 | MnROAD Thermal Couple Tree - Omega | 1993-01-01 | 2007-11-17 | 113408.64 | -0.05 | 6.96
6 | TC | 4 | MnROAD Thermal Couple Tree - Omega | 1993-01-01 | 2007-11-17 | 113408.64 | -0.05 | 9.84
6 | TC | 5 | MnROAD Thermal Couple Tree - Omega | 1993-01-01 | 2007-11-17 | 113408.64 | -0.05 | 12.84
6 | TC | 6 | MnROAD Thermal Couple Tree - Omega | 1993-01-01 | 2007-11-17 | 113408.64 | -0.05 | 18.84
6 | TC | 7 | MnROAD Thermal Couple Tree - Omega | 1993-01-01 | 2007-11-17 | 113408.64 | -0.05 | 24.84
6 | TC | 8 | MnROAD Thermal Couple Tree - Omega | 1993-01-01 | 2007-11-17 | 113408.64 | -0.05 | 36.84
6 | TC | 9 | MnROAD Thermal Couple Tree - Omega | 1993-01-01 | 2007-11-17 | 113408.64 | -0.05 | 48.84
6 | TC | 10 | MnROAD Thermal Couple Tree - Omega | 1993-01-01 | 2007-11-17 | 113408.64 | -0.05 | 60.84
6 | TC | 11 | MnROAD Thermal Couple Tree - Omega | 1993-01-01 | 2007-11-17 | 113408.64 | -0.05 | 96.84
6 | TC | 12 | MnROAD Thermal Couple Tree - Omega | 1993-01-01 | 2007-11-17 | 113406.65 | -9.58 | 0.96
6 | TC | 13 | MnROAD Thermal Couple Tree - Omega | 1993-01-01 | 2007-11-17 | 113406.65 | -9.58 | 2.76
6 | TC | 14 | MnROAD Thermal Couple Tree - Omega | 1993-01-01 | 2007-11-17 | 113406.65 | -9.58 | 8.04
6 | TC | 15 | MnROAD Thermal Couple Tree - Omega | 1993-01-01 | 2007-11-17 | 113406.65 | -9.58 | 6.72
6 | TC | 16 | MnROAD Thermal Couple Tree - Omega | 1993-01-01 | 2007-11-17 | 113406.65 | -9.58 | 9.72
6 | TC | 17 | MnROAD Thermal Couple Tree - Omega | 1993-01-01 | 2007-11-17 | 113406.65 | -9.58 | 15.72
6 | TC | 18 | MnROAD Thermal Couple Tree - Omega | 1993-01-01 | 2007-11-17 | 113406.65 | -9.58 | 21.72
6 | TC | 19 | MnROAD Thermal Couple Tree - Omega | 1993-01-01 | 2007-11-17 | 113406.65 | -9.58 | 33.72
6 | TC | 20 | MnROAD Thermal Couple Tree - Omega | 1993-01-01 | 2007-11-17 | 113406.65 | -9.58 | 45.72
6 | TC | 21 | MnROAD Thermal Couple Tree - Omega | 1993-01-01 | 2007-11-17 | 113406.65 | -9.58 | 57.72
6 | TC | 22 | MnROAD Thermal Couple Tree - Omega | 1993-01-01 | 2007-11-17 | 113406.65 | -9.58 | 93.72
6 | TC | 23 | MnROAD Thermal Couple Tree - Omega | 1993-01-01 | 2007-11-17 | 113405.99 | -15.86 | 0.96
6 | TC | 24 | MnROAD Thermal Couple Tree - Omega | 1993-01-01 | 2007-11-17 | 113405.99 | -15.86 | 3
6 | TC | 25 | MnROAD Thermal Couple Tree - Omega | 1993-01-01 | 2007-11-17 | 113405.99 | -15.86 | 5.88
6 | TC | 26 | MnROAD Thermal Couple Tree - Omega | 1993-01-01 | 2007-11-17 | 113405.99 | -15.86 | 9.96
6 | TC | 27 | MnROAD Thermal Couple Tree - Omega | 1993-01-01 | 2007-11-17 | 113405.99 | -15.86 | 12.96
6 | TC | 28 | MnROAD Thermal Couple Tree - Omega | 1993-01-01 | 2007-11-17 | 113405.99 | -15.86 | 18.96
6 | TC | 29 | MnROAD Thermal Couple Tree - Omega | 1993-01-01 | 2007-11-17 | 113405.99 | -15.86 | 24.96
6 | TC | 30 | MnROAD Thermal Couple Tree - Omega | 1993-01-01 | 2007-11-17 | 113405.99 | -15.86 | 36.96
6 | TC | 31 | MnROAD Thermal Couple Tree - Omega | 1993-01-01 | 2007-11-17 | 113405.99 | -15.86 | 48.96
6 | TC | 32 | MnROAD Thermal Couple Tree - Omega | 1993-01-01 | 2007-11-17 | 113405.99 | -15.86 | 60.96
6 | TC | 33 | MnROAD Thermal Couple Tree - Omega | 1993-01-01 | 2007-11-17 | 113405.99 | -15.86 | 96.96
6 | TC | 34 | MnROAD Thermal Couple Tree - Omega | 1993-01-01 | 2007-11-17 | 113408.4 | -25.03 | 6
6 | TC | 35 | MnROAD Thermal Couple Tree - Omega | 1993-01-01 | 2007-11-17 | 113408.4 | -25.03 | 9
6 | TC | 36 | MnROAD Thermal Couple Tree - Omega | 1993-01-01 | 2007-11-17 | 113408.4 | -25.03 | 12
6 | TC | 37 | MnROAD Thermal Couple Tree - Omega | 1993-01-01 | 2007-11-17 | 113408.4 | -25.03 | 18
6 | TC | 38 | MnROAD Thermal Couple Tree - Omega | 1993-01-01 | 2007-11-17 | 113408.4 | -25.03 | 24
6 | TC | 39 | MnROAD Thermal Couple Tree - Omega | 1993-01-01 | 2007-11-17 | 113408.4 | -25.03 | 36
6 | TC | 40 | MnROAD Thermal Couple Tree - Omega | 1993-01-01 | 2007-11-17 | 113408.4 | -25.03 | 48
6 | TC | 41 | MnROAD Thermal Couple Tree - Omega | 1993-01-01 | 2007-11-17 | 113408.4 | -25.03 | 60
6 | TC | 42 | MnROAD Thermal Couple Tree - Omega | 1993-01-01 | 2007-11-17 | 113408.4 | -25.03 | 96
6 | TC | 43 | MnROAD Thermal Couple Tree - Omega | 1993-01-01 | 2007-11-17 | 113499.6 | -9.77 | 0.96
6 | TC | 44 | MnROAD Thermal Couple Tree - Omega | 1993-01-01 | 2007-11-17 | 113499.6 | -9.77 | 3
6 | TC | 45 | MnROAD Thermal Couple Tree - Omega | 1993-01-01 | 2007-11-17 | 113499.6 | -9.77 | 6.96
6 | TC | 46 | MnROAD Thermal Couple Tree - Omega | 1993-01-01 | 2007-11-17 | 113499.6 | -9.77 | 10.68
6 | TC | 47 | MnROAD Thermal Couple Tree - Omega | 1993-01-01 | 2007-11-17 | 113499.6 | -9.77 | 13.68
6 | TC | 48 | MnROAD Thermal Couple Tree - Omega | 1993-01-01 | 2007-11-17 | 113499.6 | -9.77 | 19.68
6 | TC | 49 | MnROAD Thermal Couple Tree - Omega | 1993-01-01 | 2007-11-17 | 113499.6 | -9.77 | 25.68
6 | TC | 50 | MnROAD Thermal Couple Tree - Omega | 1993-01-01 | 2007-11-17 | 113499.6 | -9.77 | 37.68
6 | TC | 51 | MnROAD Thermal Couple Tree - Omega | 1993-01-01 | 2007-11-17 | 113499.6 | -9.77 | 49.68
6 | TC | 52 | MnROAD Thermal Couple Tree - Omega | 1993-01-01 | 2007-11-17 | 113499.6 | -9.77 | 61.68
6 | TC | 53 | MnROAD Thermal Couple Tree - Omega | 1993-01-01 | 2007-11-17 | 113499.6 | -9.77 | 97.68
6 | TC | 54 | MnROAD Thermal Couple Tree - Omega | 1993-01-01 | 2007-11-17 | 113604.53 | -9.98 | 0.96
6 | TC | 55 | MnROAD Thermal Couple Tree - Omega | 1993-01-01 | 2007-11-17 | 113604.53 | -9.98 | 3
6 | TC | 56 | MnROAD Thermal Couple Tree - Omega | 1993-01-01 | 2007-11-17 | 113604.53 | -9.98 | 7.56
6 | TC | 57 | MnROAD Thermal Couple Tree - Omega | 1993-01-01 | 2007-11-17 | 113604.53 | -9.98 | 7.92
6 | TC | 58 | MnROAD Thermal Couple Tree - Omega | 1993-01-01 | 2007-11-17 | 113604.53 | -9.98 | 10.92
6 | TC | 59 | MnROAD Thermal Couple Tree - Omega | 1993-01-01 | 2007-11-17 | 113604.53 | -9.98 | 16.92
6 | TC | 60 | MnROAD Thermal Couple Tree - Omega | 1993-01-01 | 2007-11-17 | 113604.53 | -9.98 | 22.92
6 | TC | 61 | MnROAD Thermal Couple Tree - Omega | 1993-01-01 | 2007-11-17 | 113604.53 | -9.98 | 34.92
6 | TC | 62 | MnROAD Thermal Couple Tree - Omega | 1993-01-01 | 2007-11-17 | 113604.53 | -9.98 | 46.92
6 | TC | 63 | MnROAD Thermal Couple Tree - Omega | 1993-01-01 | 2007-11-17 | 113604.53 | -9.98 | 58.92
6 | TC | 64 | MnROAD Thermal Couple Tree - Omega | 1993-01-01 | 2007-11-17 | 113604.53 | -9.98 | 94.92
6 | TC | 65 | MnROAD Thermal Couple Tree - Omega | 1993-01-01 | 2007-11-17 | 113304.67 | -9.94 | 0.96
6 | TC | 66 | MnROAD Thermal Couple Tree - Omega | 1993-01-01 | 2007-11-17 | 113304.67 | -9.94 | 2.76
6 | TC | 67 | MnROAD Thermal Couple Tree - Omega | 1993-01-01 | 2007-11-17 | 113304.67 | -9.94 | 7.8
6 | TC | 68 | MnROAD Thermal Couple Tree - Omega | 1993-01-01 | 2007-11-17 | 113304.67 | -9.94 | 8.52
6 | TC | 69 | MnROAD Thermal Couple Tree - Omega | 1993-01-01 | 2007-11-17 | 113304.67 | -9.94 | 11.52
6 | TC | 70 | MnROAD Thermal Couple Tree - Omega | 1993-01-01 | 2007-11-17 | 113304.67 | -9.94 | 17.52
6 | TC | 71 | MnROAD Thermal Couple Tree - Omega | 1993-01-01 | 2007-11-17 | 113304.67 | -9.94 | 23.52
6 | TC | 72 | MnROAD Thermal Couple Tree - Omega | 1993-01-01 | 2007-11-17 | 113304.67 | -9.94 | 35.52
6 | TC | 73 | MnROAD Thermal Couple Tree - Omega | 1993-01-01 | 2007-11-17 | 113304.67 | -9.94 | 47.52
6 | TC | 74 | MnROAD Thermal Couple Tree - Omega | 1993-01-01 | 2007-11-17 | 113304.67 | -9.94 | 59.52
6 | TC | 75 | MnROAD Thermal Couple Tree - Omega | 1993-01-01 | 2007-11-17 | 113304.67 | -9.94 | 95.52
6 | TD | 1 | Time Domain Reflectometer | 1993-01-01 | 2007-11-17 | 113411.4 | -0.05 | 9.84
6 | TD | 2 | Time Domain Reflectometer | 1993-01-01 | 2007-11-17 | 113411.4 | -0.05 | 15.84
6 | TD | 3 | Time Domain Reflectometer | 1993-01-01 | 2007-11-17 | 113411.4 | -0.05 | 21.84
6 | TD | 4 | Time Domain Reflectometer | 1993-01-01 | 2007-11-17 | 113411.4 | -0.05 | 33.84
6 | TD | 5 | Time Domain Reflectometer | 1993-01-01 | 2007-11-17 | 113411.4 | -0.05 | 45.84
6 | TD | 6 | Time Domain Reflectometer | 1993-01-01 | 2007-11-17 | 113411.4 | -0.05 | 57.84
6 | TD | 7 | Time Domain Reflectometer | 1993-01-01 | 2007-11-17 | 113411.4 | -0.05 | 93.6
6 | TD | 8 | Time Domain Reflectometer | 1993-01-01 | 2007-11-17 | 113409.36 | -9.83 | 11.64
6 | TD | 9 | Time Domain Reflectometer | 1993-01-01 | 2007-11-17 | 113409.36 | -9.83 | 17.64
6 | TD | 10 | Time Domain Reflectometer | 1993-01-01 | 2007-11-17 | 113409.36 | -9.83 | 23.64
6 | TD | 11 | Time Domain Reflectometer | 1993-01-01 | 2007-11-17 | 113409.36 | -9.83 | 35.64
6 | TD | 12 | Time Domain Reflectometer | 1993-01-01 | 2007-11-17 | 113409.36 | -9.83 | 47.64
6 | TD | 13 | Time Domain Reflectometer | 1993-01-01 | 2007-11-17 | 113409.36 | -9.83 | 59.64
6 | TD | 14 | Time Domain Reflectometer | 1993-01-01 | 2007-11-17 | 113409.36 | -9.83 | 95.64
6 | TD | 15 | Time Domain Reflectometer | 1993-01-01 | 2007-11-17 | 113363.33 | -16 | 11.16
6 | TD | 16 | Time Domain Reflectometer | 1993-01-01 | 2007-11-17 | 113363.33 | -16 | 16.32
6 | TD | 17 | Time Domain Reflectometer | 1993-01-01 | 2007-11-17 | 113363.33 | -16 | 22.92
6 | TD | 18 | Time Domain Reflectometer | 1993-01-01 | 2007-11-17 | 113363.33 | -16 | 34.32
6 | TD | 19 | Time Domain Reflectometer | 1993-01-01 | 2007-11-17 | 113363.33 | -16 | 47.4
6 | TD | 20 | Time Domain Reflectometer | 1993-01-01 | 2007-11-17 | 113363.33 | -16 | 58.92
6 | TD | 21 | Time Domain Reflectometer | 1993-01-01 | 2007-11-17 | 113363.33 | -16 | 94.32
6 | TD | 22 | Time Domain Reflectometer | 1993-01-01 | 2007-11-17 | 113410.69 | -25.05 | 6.48
6 | TD | 23 | Time Domain Reflectometer | 1993-01-01 | 2007-11-17 | 113410.69 | -25.05 | 12.48
6 | TD | 24 | Time Domain Reflectometer | 1993-01-01 | 2007-11-17 | 113410.69 | -25.05 | 18.96
6 | TD | 25 | Time Domain Reflectometer | 1993-01-01 | 2007-11-17 | 113410.69 | -25.05 | 30.48
6 | TD | 26 | Time Domain Reflectometer | 1993-01-01 | 2007-11-17 | 113410.69 | -25.05 | 43.8
6 | TD | 27 | Time Domain Reflectometer | 1993-01-01 | 2007-11-17 | 113410.69 | -25.05 | 54.6
6 | TD | 28 | Time Domain Reflectometer | 1993-01-01 | 2007-11-17 | 113410.69 | -25.05 | 90.72
6 | TD | 29 | Time Domain Reflectometer | 1993-01-01 | 2007-11-17 | 113502.49 | -9.66 | 11.52
6 | TD | 30 | Time Domain Reflectometer | 1993-01-01 | 2007-11-17 | 113502.49 | -9.66 | 17.52
6 | TD | 31 | Time Domain Reflectometer | 1993-01-01 | 2007-11-17 | 113502.49 | -9.66 | 23.52
6 | TD | 32 | Time Domain Reflectometer | 1993-01-01 | 2007-11-17 | 113502.49 | -9.66 | 35.52
6 | TD | 33 | Time Domain Reflectometer | 1993-01-01 | 2007-11-17 | 113502.49 | -9.66 | 47.52
6 | TD | 34 | Time Domain Reflectometer | 1993-01-01 | 2007-11-17 | 113502.49 | -9.66 | 59.52
6 | TD | 35 | Time Domain Reflectometer | 1993-01-01 | 2007-11-17 | 113502.49 | -9.66 | 95.4
6 | TD | 36 | Time Domain Reflectometer | 1993-01-01 | 2007-11-17 | 113606.86 | -10.07 | 11.4
6 | TD | 37 | Time Domain Reflectometer | 1993-01-01 | 2007-11-17 | 113606.86 | -10.07 | 17.4
6 | TD | 38 | Time Domain Reflectometer | 1993-01-01 | 2007-11-17 | 113606.86 | -10.07 | 23.4
6 | TD | 39 | Time Domain Reflectometer | 1993-01-01 | 2007-11-17 | 113606.86 | -10.07 | 35.4
6 | TD | 40 | Time Domain Reflectometer | 1993-01-01 | 2007-11-17 | 113606.86 | -10.07 | 47.4
6 | TD | 41 | Time Domain Reflectometer | 1993-01-01 | 2007-11-17 | 113606.86 | -10.07 | 59.4
6 | TD | 42 | Time Domain Reflectometer | 1993-01-01 | 2007-11-17 | 113606.86 | -10.07 | 95.4
6 | TD | 43 | Time Domain Reflectometer | 1993-01-01 | 2007-11-17 | 113307.68 | -9.87 | 12.24
6 | TD | 44 | Time Domain Reflectometer | 1993-01-01 | 2007-11-17 | 113307.68 | -9.87 | 18.24
6 | TD | 45 | Time Domain Reflectometer | 1993-01-01 | 2007-11-17 | 113307.68 | -9.87 | 24.24
6 | TD | 46 | Time Domain Reflectometer | 1993-01-01 | 2007-11-17 | 113307.68 | -9.87 | 36.24
6 | TD | 47 | Time Domain Reflectometer | 1993-01-01 | 2007-11-17 | 113307.68 | -9.87 | 48.24
6 | TD | 48 | Time Domain Reflectometer | 1993-01-01 | 2007-11-17 | 113307.68 | -9.87 | 60.24
6 | TD | 49 | Time Domain Reflectometer | 1993-01-01 | 2007-11-17 | 113307.68 | -9.87 | 96.24
6 | VW | 1 | Concrete Vibrating Wire Strain Gauge [low modulus] | 1993-01-01 | 2007-11-17 | 113391.78 | 1.5 | 0.12 | Longitudinal
6 | VW | 2 | Concrete Vibrating Wire Strain Gauge [low modulus] | 1993-01-01 | 2007-11-17 | 113392.51 | 6.02 | 0.6 | Longitudinal
6 | VW | 3 | Concrete Vibrating Wire Strain Gauge [low modulus] | 1993-01-01 | 2007-11-17 | 113393.2 | 10.45 | 0.24 | Longitudinal
6 | VW | 4 | Concrete Vibrating Wire Strain Gauge [low modulus] | 1993-01-01 | 2007-11-17 | 113391.78 | 1.5 | 4.8 | Longitudinal
6 | VW | 5 | Concrete Vibrating Wire Strain Gauge [low modulus] | 1993-01-01 | 2007-11-17 | 113392.51 | 6.02 | 5.28 | Longitudinal
6 | VW | 6 | Concrete Vibrating Wire Strain Gauge [low modulus] | 1993-01-01 | 2007-11-17 | 113393.2 | 10.45 | 5.04 | Longitudinal
6 | VW | 7 | Concrete Vibrating Wire Strain Gauge [low modulus] | 1993-01-01 | 2007-11-17 | 113397.69 | 1.46 | 0 | Longitudinal
6 | VW | 8 | Concrete Vibrating Wire Strain Gauge [low modulus] | 1993-01-01 | 2007-11-17 | 113398.47 | 5.97 | 0.48 | Longitudinal
6 | VW | 9 | Concrete Vibrating Wire Strain Gauge [low modulus] | 1993-01-01 | 2007-11-17 | 113399.24 | 10.49 | 0.48 | Longitudinal
6 | VW | 10 | Concrete Vibrating Wire Strain Gauge [low modulus] | 1993-01-01 | 2007-11-17 | 113397.69 | 1.46 | 4.92 | Longitudinal
6 | VW | 11 | Concrete Vibrating Wire Strain Gauge [low modulus] | 1993-01-01 | 2007-11-17 | 113398.47 | 5.97 | 5.4 | Longitudinal
6 | VW | 12 | Concrete Vibrating Wire Strain Gauge [low modulus] | 1993-01-01 | 2007-11-17 | 113399.24 | 10.49 | 5.16 | Longitudinal
6 | VW | 13 | Concrete Vibrating Wire Strain Gauge [low modulus] | 1993-01-01 | 2007-11-17 | 113403.73 | 1.47 | 0.36 | Longitudinal
6 | VW | 14 | Concrete Vibrating Wire Strain Gauge [low modulus] | 1993-01-01 | 2007-11-17 | 113404.48 | 5.97 | 0.36 | Longitudinal
6 | VW | 15 | Concrete Vibrating Wire Strain Gauge [low modulus] | 1993-01-01 | 2007-11-17 | 113405.27 | 10.49 | 0.36 | Longitudinal
6 | VW | 16 | Concrete Vibrating Wire Strain Gauge [low modulus] | 1993-01-01 | 2007-11-17 | 113403.73 | 1.47 | 5.4 | Longitudinal
6 | VW | 17 | Concrete Vibrating Wire Strain Gauge [low modulus] | 1993-01-01 | 2007-11-17 | 113404.48 | 5.97 | 5.16 | Longitudinal
6 | VW | 18 | Concrete Vibrating Wire Strain Gauge [low modulus] | 1993-01-01 | 2007-11-17 | 113405.27 | 10.49 | 4.68 | Longitudinal
6 | WM | 1 | Water Mark - Irrometer | 1993-01-01 | 2007-11-17 | 113411.4 | -0.05 | 9.84
6 | WM | 2 | Water Mark - Irrometer | 1993-01-01 | 2007-11-17 | 113411.4 | -0.05 | 15.84
6 | WM | 3 | Water Mark - Irrometer | 1993-01-01 | 2007-11-17 | 113411.4 | -0.05 | 21.84
6 | WM | 4 | Water Mark - Irrometer | 1993-01-01 | 2007-11-17 | 113411.4 | -0.05 | 33.84
6 | WM | 5 | Water Mark - Irrometer | 1993-01-01 | 2007-11-17 | 113411.4 | -0.05 | 45.84
6 | WM | 6 | Water Mark - Irrometer | 1993-01-01 | 2007-11-17 | 113411.4 | -0.05 | 57.84
6 | WM | 7 | Water Mark - Irrometer | 1993-01-01 | 2007-11-17 | 113411.4 | -0.05 | 93.6
6 | WM | 8 | Water Mark - Irrometer | 1993-01-01 | 2007-11-17 | 113409.36 | -9.83 | 11.64
6 | WM | 9 | Water Mark - Irrometer | 1993-01-01 | 2007-11-17 | 113409.36 | -9.83 | 17.64
6 | WM | 10 | Water Mark - Irrometer | 1993-01-01 | 2007-11-17 | 113409.36 | -9.83 | 23.64
6 | WM | 11 | Water Mark - Irrometer | 1993-01-01 | 2007-11-17 | 113409.36 | -9.83 | 35.64
6 | WM | 12 | Water Mark - Irrometer | 1993-01-01 | 2007-11-17 | 113409.36 | -9.83 | 47.64
6 | WM | 13 | Water Mark - Irrometer | 1993-01-01 | 2007-11-17 | 113409.36 | -9.83 | 59.64
6 | WM | 14 | Water Mark - Irrometer | 1993-01-01 | 2007-11-17 | 113409.36 | -9.83 | 95.64
6 | WM | 15 | Water Mark - Irrometer | 1993-01-01 | 2007-11-17 | 113363.33 | -16 | 11.16
6 | WM | 16 | Water Mark - Irrometer | 1993-01-01 | 2007-11-17 | 113363.33 | -16 | 16.32
6 | WM | 17 | Water Mark - Irrometer | 1993-01-01 | 2007-11-17 | 113363.33 | -16 | 22.92
6 | WM | 18 | Water Mark - Irrometer | 1993-01-01 | 2007-11-17 | 113363.33 | -16 | 34.32
6 | WM | 19 | Water Mark - Irrometer | 1993-01-01 | 2007-11-17 | 113363.33 | -16 | 47.4
6 | WM | 20 | Water Mark - Irrometer | 1993-01-01 | 2007-11-17 | 113363.33 | -16 | 58.92
6 | WM | 21 | Water Mark - Irrometer | 1993-01-01 | 2007-11-17 | 113363.33 | -16 | 94.32
6 | WM | 22 | Water Mark - Irrometer | 1993-01-01 | 2007-11-17 | 113410.69 | -25.05 | 6.48
6 | WM | 23 | Water Mark - Irrometer | 1993-01-01 | 2007-11-17 | 113410.69 | -25.05 | 12.48
6 | WM | 24 | Water Mark - Irrometer | 1993-01-01 | 2007-11-17 | 113410.69 | -25.05 | 18.96
6 | WM | 25 | Water Mark - Irrometer | 1993-01-01 | 2007-11-17 | 113410.69 | -25.05 | 30.48
6 | WM | 26 | Water Mark - Irrometer | 1993-01-01 | 2007-11-17 | 113410.69 | -25.05 | 43.8
6 | WM | 27 | Water Mark - Irrometer | 1993-01-01 | 2007-11-17 | 113410.69 | -25.05 | 54.48
6 | WM | 28 | Water Mark - Irrometer | 1993-01-01 | 2007-11-17 | 113410.69 | -25.05 | 90.72
6 | WM | 29 | Water Mark - Irrometer | 1993-01-01 | 2007-11-17 | 113502.49 | -9.66 | 11.52
6 | WM | 30 | Water Mark - Irrometer | 1993-01-01 | 2007-11-17 | 113502.49 | -9.66 | 17.52
6 | WM | 31 | Water Mark - Irrometer | 1993-01-01 | 2007-11-17 | 113502.49 | -9.66 | 23.52
6 | WM | 32 | Water Mark - Irrometer | 1993-01-01 | 2007-11-17 | 113502.49 | -9.66 | 35.52
6 | WM | 33 | Water Mark - Irrometer | 1993-01-01 | 2007-11-17 | 113502.49 | -9.66 | 47.52
6 | WM | 34 | Water Mark - Irrometer | 1993-01-01 | 2007-11-17 | 113502.49 | -9.66 | 59.52
6 | WM | 35 | Water Mark - Irrometer | 1993-01-01 | 2007-11-17 | 113502.49 | -9.66 | 95.4
6 | WM | 36 | Water Mark - Irrometer | 1993-01-01 | 2007-11-17 | 113606.86 | -10.07 | 11.4
6 | WM | 37 | Water Mark - Irrometer | 1993-01-01 | 2007-11-17 | 113606.86 | -10.07 | 17.4
6 | WM | 38 | Water Mark - Irrometer | 1993-01-01 | 2007-11-17 | 113606.86 | -10.07 | 23.4
6 | WM | 39 | Water Mark - Irrometer | 1993-01-01 | 2007-11-17 | 113606.86 | -10.07 | 35.4
6 | WM | 40 | Water Mark - Irrometer | 1993-01-01 | 2007-11-17 | 113606.86 | -10.07 | 47.4
6 | WM | 41 | Water Mark - Irrometer | 1993-01-01 | 2007-11-17 | 113606.86 | -10.07 | 59.4
6 | WM | 42 | Water Mark - Irrometer | 1993-01-01 | 2007-11-17 | 113606.86 | -10.07 | 95.4
6 | WM | 43 | Water Mark - Irrometer | 1993-01-01 | 2007-11-17 | 113307.68 | -9.87 | 12.24
6 | WM | 44 | Water Mark - Irrometer | 1993-01-01 | 2007-11-17 | 113307.68 | -9.87 | 18.24
6 | WM | 45 | Water Mark - Irrometer | 1993-01-01 | 2007-11-17 | 113307.68 | -9.87 | 24.24
6 | WM | 46 | Water Mark - Irrometer | 1993-01-01 | 2007-11-17 | 113307.68 | -9.87 | 36.24
6 | WM | 47 | Water Mark - Irrometer | 1993-01-01 | 2007-11-17 | 113307.68 | -9.87 | 48.24
6 | WM | 48 | Water Mark - Irrometer | 1993-01-01 | 2007-11-17 | 113307.68 | -9.87 | 60.24
6 | WM | 49 | Water Mark - Irrometer | 1993-01-01 | 2007-11-17 | 113307.68 | -9.87 | 96.24
6 | XD | 1 | Thermister on a Static Soil Pressure Gauge | 1993-01-01 | 2007-11-17 | 113410.75 | -9.86 | 18.24
6 | XD | 2 | Thermister on a Static Soil Pressure Gauge | 1993-01-01 | 2007-11-17 | 113410.75 | -9.86 | 30.24
6 | XD | 3 | Thermister on a Static Soil Pressure Gauge | 1993-01-01 | 2007-11-17 | 113410.75 | -9.86 | 41.76
6 | XD | 4 | Thermister on a Static Soil Pressure Gauge | 1993-01-01 | 2007-11-17 | 113410.75 | -9.86 | 54.24
6 | XL | 1 | Thermister placed on a Static Lateral Pressure Gauge | 1993-01-01 | 2007-11-17 | 113418.8 | 2.13 | 57
6 | XS | 1 | Positive Pore Water Pressure | 1993-01-01 | 2007-11-17 | 113414.71 | 1.53 | 54.24
6 | XS | 2 | Positive Pore Water Pressure | 1993-01-01 | 2007-11-17 | 113416.31 | 1.49 | 41.4
6 | XS | 3 | Positive Pore Water Pressure | 1993-01-01 | 2007-11-17 | 113418.76 | 1.49 | 29.28
6 | XS | 4 | Positive Pore Water Pressure | 1993-01-01 | 2007-11-17 | 113414.79 | 1.5 | 18.12
6 | XT | 1 | Thermister on a Dynamic Soil Pressure Gauge | 1993-01-01 | 2007-11-17 | 113414.55 | -0.09 | 53.76
6 | XT | 2 | Thermister on a Dynamic Soil Pressure Gauge | 1993-01-01 | 2007-11-17 | 113415.93 | 0.05 | 42.36
6 | XT | 3 | Thermister on a Dynamic Soil Pressure Gauge | 1993-01-01 | 2007-11-17 | 113418.42 | 0.03 | 29.64
6 | XT | 4 | Thermister on a Dynamic Soil Pressure Gauge | 1993-01-01 | 2007-11-17 | 113414.48 | 0.16 | 17.64
6 | XV | 1 | Concrete Vibrating Wire Strain Gauge [low modulus] | 1993-01-01 | 2007-11-17 | 113391.78 | 1.5 | 0.12
6 | XV | 2 | Concrete Vibrating Wire Strain Gauge [low modulus] | 1993-01-01 | 2007-11-17 | 113392.51 | 6.02 | 0.6
6 | XV | 3 | Concrete Vibrating Wire Strain Gauge [low modulus] | 1993-01-01 | 2007-11-17 | 113393.2 | 10.45 | 0.24
6 | XV | 4 | Concrete Vibrating Wire Strain Gauge [low modulus] | 1993-01-01 | 2007-11-17 | 113391.78 | 1.5 | 4.8
6 | XV | 5 | Concrete Vibrating Wire Strain Gauge [low modulus] | 1993-01-01 | 2007-11-17 | 113392.51 | 6.02 | 5.28
6 | XV | 6 | Concrete Vibrating Wire Strain Gauge [low modulus] | 1993-01-01 | 2007-11-17 | 113393.2 | 10.45 | 5.04
6 | XV | 7 | Concrete Vibrating Wire Strain Gauge [low modulus] | 1993-01-01 | 2007-11-17 | 113397.69 | 1.46 | 0
6 | XV | 8 | Concrete Vibrating Wire Strain Gauge [low modulus] | 1993-01-01 | 2007-11-17 | 113398.47 | 5.97 | 0.48
6 | XV | 9 | Concrete Vibrating Wire Strain Gauge [low modulus] | 1993-01-01 | 2007-11-17 | 113399.24 | 10.49 | 0.48
6 | XV | 10 | Concrete Vibrating Wire Strain Gauge [low modulus] | 1993-01-01 | 2007-11-17 | 113397.69 | 1.46 | 4.92
6 | XV | 11 | Concrete Vibrating Wire Strain Gauge [low modulus] | 1993-01-01 | 2007-11-17 | 113398.47 | 5.97 | 5.4
6 | XV | 12 | Concrete Vibrating Wire Strain Gauge [low modulus] | 1993-01-01 | 2007-11-17 | 113399.24 | 10.49 | 5.16
6 | XV | 13 | Concrete Vibrating Wire Strain Gauge [low modulus] | 1993-01-01 | 2007-11-17 | 113403.73 | 1.47 | 0.36
6 | XV | 14 | Concrete Vibrating Wire Strain Gauge [low modulus] | 1993-01-01 | 2007-11-17 | 113404.48 | 5.97 | 0.36
6 | XV | 15 | Concrete Vibrating Wire Strain Gauge [low modulus] | 1993-01-01 | 2007-11-17 | 113405.27 | 10.49 | 0.36
6 | XV | 16 | Concrete Vibrating Wire Strain Gauge [low modulus] | 1993-01-01 | 2007-11-17 | 113403.73 | 1.47 | 5.4
6 | XV | 17 | Concrete Vibrating Wire Strain Gauge [low modulus] | 1993-01-01 | 2007-11-17 | 113404.48 | 5.97 | 5.16
6 | XV | 18 | Concrete Vibrating Wire Strain Gauge [low modulus] | 1993-01-01 | 2007-11-17 | 113405.27 | 10.49 | 4.68
7 | CD | 1 | Concrete Embedment Strain Gauge | 1993-01-01 | 2007-11-17 | 113935.87 | -3.87 | 1.2 | Longitudinal
7 | CD | 2 | Concrete Embedment Strain Gauge | 1993-01-01 | 2007-11-17 | 113935.31 | -6.9 | 1.08 | Longitudinal
7 | CD | 3 | Concrete Embedment Strain Gauge | 1993-01-01 | 2007-11-17 | 113934.84 | -9.85 | 1.08 | Longitudinal
7 | CD | 4 | Concrete Embedment Strain Gauge | 1993-01-01 | 2007-11-17 | 113935.87 | -3.87 | 6.24 | Transverse
7 | CD | 5 | Concrete Embedment Strain Gauge | 1993-01-01 | 2007-11-17 | 113935.31 | -6.9 | 6.12 | Transverse
7 | CD | 6 | Concrete Embedment Strain Gauge | 1993-01-01 | 2007-11-17 | 113934.84 | -9.85 | 6.12 | Transverse
7 | CD | 7 | Concrete Embedment Strain Gauge | 1993-01-01 | 2007-11-17 | 113944.34 | -3.85 | 1.44 | Longitudinal
7 | CD | 8 | Concrete Embedment Strain Gauge | 1993-01-01 | 2007-11-17 | 113943.37 | -9.88 | 0.84 | Longitudinal
7 | CD | 9 | Concrete Embedment Strain Gauge | 1993-01-01 | 2007-11-17 | 113944.34 | -3.85 | 6.36 | Transverse
7 | CD | 10 | Concrete Embedment Strain Gauge | 1993-01-01 |  | 113943.37 | -9.88 | 5.88 | Transverse
7 | CD | 11 | Concrete Embedment Strain Gauge | 1993-01-01 | 2007-11-17 | 113952.8 | -3.86 | 1.56 | Longitudinal
7 | CD | 12 | Concrete Embedment Strain Gauge | 1993-01-01 | 2007-11-17 | 113952.28 | -6.87 | 1.08 | Longitudinal
7 | CD | 13 | Concrete Embedment Strain Gauge | 1993-01-01 | 2007-11-17 | 113951.84 | -9.86 | 1.2 | Longitudinal
7 | CD | 14 | Concrete Embedment Strain Gauge | 1993-01-01 | 2007-11-17 | 113952.8 | -3.86 | 6.6 | Transverse
7 | CD | 15 | Concrete Embedment Strain Gauge | 1993-01-01 | 2007-11-17 | 113952.28 | -6.87 | 6.12 | Transverse
7 | CD | 16 | Concrete Embedment Strain Gauge | 1993-01-01 | 2007-11-17 | 113951.84 | -9.86 | 6.36 | Transverse
7 | CE | 1 | Dynamic Strain - Tokyo Sokki (PML-60) | 1993-01-01 |  | 113915.82 | -3.82 | 1.8 | Longitudinal
7 | CE | 2 | Dynamic Strain - Tokyo Sokki (PML-60) | 1993-01-01 |  | 113915.37 | -6.85 | 1.68 | Longitudinal
7 | CE | 3 | Dynamic Strain - Tokyo Sokki (PML-60) | 1993-01-01 |  | 113914.83 | -9.83 | 1.56 | Longitudinal
7 | CE | 4 | Dynamic Strain - Tokyo Sokki (PML-60) | 1993-01-01 | 2007-11-17 | 113914.66 | -10.85 | 1.68 | Longitudinal
7 | CE | 5 | Dynamic Strain - Tokyo Sokki (PML-60) | 1993-01-01 |  | 113915.82 | -3.82 | 6.84 | Transverse
7 | CE | 6 | Dynamic Strain - Tokyo Sokki (PML-60) | 1993-01-01 | 2007-11-17 | 113915.37 | -6.85 | 6.36 | Transverse
7 | CE | 7 | Dynamic Strain - Tokyo Sokki (PML-60) | 1993-01-01 | 2007-11-17 | 113914.83 | -9.83 | 6.24 | Transverse
7 | CE | 8 | Dynamic Strain - Tokyo Sokki (PML-60) | 1993-01-01 | 2007-11-17 | 113914.66 | -10.85 | 6.36 | Transverse
7 | CE | 9 | Dynamic Strain - Tokyo Sokki (PML-60) | 1993-01-01 | 2007-11-17 | 113924.35 | -3.87 | 1.68 | Longitudinal
7 | CE | 10 | Dynamic Strain - Tokyo Sokki (PML-60) | 1993-01-01 |  | 113923.35 | -9.85 | 1.56 | Longitudinal
7 | CE | 11 | Dynamic Strain - Tokyo Sokki (PML-60) | 1993-01-01 | 2007-11-17 | 113923.21 | -10.8 | 1.44 | Longitudinal
7 | CE | 12 | Dynamic Strain - Tokyo Sokki (PML-60) | 1993-01-01 |  | 113924.35 | -3.87 | 6.48 | Transverse
7 | CE | 13 | Dynamic Strain - Tokyo Sokki (PML-60) | 1993-01-01 | 2007-11-17 | 113923.35 | -9.85 | 6.36 | Transverse
7 | CE | 14 | Dynamic Strain - Tokyo Sokki (PML-60) | 1993-01-01 | 2007-11-17 | 113923.21 | -10.8 | 6.24 | Transverse
7 | CE | 15 | Dynamic Strain - Tokyo Sokki (PML-60) | 1993-01-01 |  | 113932.84 | -3.82 | 1.68 | Longitudinal
7 | CE | 16 | Dynamic Strain - Tokyo Sokki (PML-60) | 1993-01-01 | 2007-11-17 | 113932.33 | -6.86 | 1.44 | Longitudinal
7 | CE | 17 | Dynamic Strain - Tokyo Sokki (PML-60) | 1993-01-01 |  | 113931.87 | -9.83 | 2.52 | Longitudinal
7 | CE | 18 | Dynamic Strain - Tokyo Sokki (PML-60) | 1993-01-01 | 2007-11-17 | 113931.65 | -10.85 | 1.56 | Longitudinal
7 | CE | 19 | Dynamic Strain - Tokyo Sokki (PML-60) | 1993-01-01 |  | 113932.84 | -3.82 | 6.36 | Transverse
7 | CE | 20 | Dynamic Strain - Tokyo Sokki (PML-60) | 1993-01-01 | 2007-11-17 | 113932.33 | -6.86 | 6.24 | Transverse
7 | CE | 21 | Dynamic Strain - Tokyo Sokki (PML-60) | 1993-01-01 | 2007-11-17 | 113931.87 | -9.83 | 7.32 | Transverse
7 | CE | 22 | Dynamic Strain - Tokyo Sokki (PML-60) | 1993-01-01 | 2007-11-17 | 113931.65 | -10.85 | 6.24 | Transverse
7 | CE | 23 | Dynamic Strain - Tokyo Sokki (PML-60) | 1993-01-01 |  | 113937.1 | 3.84 | 1.8 | Longitudinal
7 | CE | 24 | Dynamic Strain - Tokyo Sokki (PML-60) | 1993-01-01 | 2007-11-17 | 113937.64 | 6.83 | 2.4 | Longitudinal
7 | CE | 25 | Dynamic Strain - Tokyo Sokki (PML-60) | 1993-01-01 |  | 113938.12 | 9.87 | 1.8 | Longitudinal
7 | CE | 26 | Dynamic Strain - Tokyo Sokki (PML-60) | 1993-01-01 |  | 113937.1 | 3.84 | 6.6 | Transverse
7 | CE | 27 | Dynamic Strain - Tokyo Sokki (PML-60) | 1993-01-01 | 2007-11-17 | 113937.64 | 6.83 | 7.2 | Transverse
7 | CE | 28 | Dynamic Strain - Tokyo Sokki (PML-60) | 1993-01-01 | 2007-11-17 | 113938.12 | 9.87 | 6.6 | Transverse
7 | CE | 29 | Dynamic Strain - Tokyo Sokki (PML-60) | 1993-01-01 | 2007-11-17 | 113945.61 | 3.82 | 1.68 | Longitudinal
7 | CE | 30 | Dynamic Strain - Tokyo Sokki (PML-60) | 1993-01-01 |  | 113946.62 | 9.86 | 2.28 | Longitudinal
7 | CE | 31 | Dynamic Strain - Tokyo Sokki (PML-60) | 1993-01-01 | 2007-11-17 | 113945.61 | 3.82 | 6.48 | Transverse
7 | CE | 32 | Dynamic Strain - Tokyo Sokki (PML-60) | 1993-01-01 | 2007-11-17 | 113946.62 | 9.86 | 7.08 | Transverse
7 | CE | 33 | Dynamic Strain - Tokyo Sokki (PML-60) | 1993-01-01 | 2007-11-17 | 113954.08 | 3.83 | 1.92 | Longitudinal
7 | CE | 34 | Dynamic Strain - Tokyo Sokki (PML-60) | 1993-01-01 | 2007-11-17 | 113954.64 | 6.79 | 1.68 | Longitudinal
7 | CE | 35 | Dynamic Strain - Tokyo Sokki (PML-60) | 1993-01-01 | 2007-11-17 | 113955.14 | 9.83 | 1.68 | Longitudinal
7 | CE | 36 | Dynamic Strain - Tokyo Sokki (PML-60) | 1993-01-01 | 2007-11-17 | 113954.08 | 3.83 | 6.84 | Transverse
7 | CE | 37 | Dynamic Strain - Tokyo Sokki (PML-60) | 1993-01-01 | 2007-11-17 | 113954.64 | 6.79 | 7.08 | Transverse
7 | CE | 38 | Dynamic Strain - Tokyo Sokki (PML-60) | 1993-01-01 | 2007-11-17 | 113955.14 | 9.83 | 6.48 | Transverse
7 | CE | 39 | Dynamic Strain - Tokyo Sokki (PML-60) | 1993-01-01 |  | 113924.35 | -9.87 | 0.12
7 | CE | 40 | Dynamic Strain - Tokyo Sokki (PML-60) | 1993-01-01 |  | 113924.35 | -9.87 | 0.96
7 | CE | 41 | Dynamic Strain - Tokyo Sokki (PML-60) | 1993-01-01 | 2007-11-17 | 113924.35 | -9.87 | 6.96
7 | DT | 1 | Linear Variable Differential Transducer | 1993-01-01 | 2007-11-17 | 113973.42 | -3.79 | 3
7 | DT | 2 | Linear Variable Differential Transducer | 1993-01-01 | 2007-11-17 | 113972.41 | -9.82 | 3
7 | DT | 3 | Linear Variable Differential Transducer | 1993-01-01 | 2007-11-17 | 113975.41 | -3.8 | 3
7 | DT | 4 | Linear Variable Differential Transducer | 1993-01-01 | 2007-11-17 | 113974.44 | -9.83 | 3
7 | DW | 1 | Dynamic Pore Water Pressure Gauge | 1993-01-01 | 2007-11-17 | 113945.41 | -9.72 | 16.56
7 | DW | 2 | Dynamic Pore Water Pressure Gauge | 1993-01-01 | 2007-11-17 | 113945.41 | -9.72 | 28.56
7 | DW | 3 | Dynamic Pore Water Pressure Gauge | 1993-01-01 | 2007-11-17 | 113945.41 | -9.72 | 40.56
7 | DW | 4 | Dynamic Pore Water Pressure Gauge | 1993-01-01 | 2007-11-17 | 113945.41 | -9.72 | 52.56
7 | HC | 1 | Horizonal Clip Gauge - Tokyo Sokki (PI-5S-50/150) | 1993-01-01 | 2007-11-17 | 113914.5 | -3.86 | 2.04
7 | HC | 2 | Horizonal Clip Gauge - Tokyo Sokki (PI-5S-50/150) | 1993-01-01 | 2007-11-17 | 113913.43 | -9.83 | 2.04
7 | HC | 3 | Horizonal Clip Gauge - Tokyo Sokki (PI-5S-50/150) | 1993-01-01 | 2007-11-17 | 113955.75 | 3.86 | 2.04
7 | HC | 4 | Horizonal Clip Gauge - Tokyo Sokki (PI-5S-50/150) | 1993-01-01 | 2007-11-17 | 113956.74 | 9.84 | 2.04
7 | NP | 1 | Neutron Probe | 1993-01-01 | 2007-11-17 | 113967.06 | -5.98 | 0
7 | NP | 2 | Neutron Probe | 1993-01-01 | 2007-11-17 | 113965.7 | -14 | 0
7 | NP | 3 | Neutron Probe | 1993-01-01 | 2007-11-17 | 113850.94 | -5.96 | 0.12
7 | NP | 4 | Neutron Probe | 1993-01-01 | 2007-11-17 | 114050.97 | -6.11 | 0.84
7 | NP | 5 | Neutron Probe | 1993-01-01 | 2007-11-17 | 114151 | -6.06 | 0.84
7 | OS | 1 | MnROAD Open Stand Pipe | 1993-01-01 |  | 113978.9 | -24.72 | 180
7 | PA | 1 | Piezo-Accelerometer | 1993-01-01 | 2007-11-17 | 113933.22 | -5.99 | 1.56
7 | PA | 2 | Piezo-Accelerometer | 1993-01-01 | 2007-11-17 | 113933.74 | -6.01 | 1.2
7 | PA | 3 | Piezo-Accelerometer | 1993-01-01 | 2007-11-17 | 113934.21 | -5.98 | 1.56
7 | PA | 4 | Piezo-Accelerometer | 1993-01-01 | 2007-11-17 | 113934.74 | -6 | 1.32
7 | PA | 5 | Piezo-Accelerometer | 1993-01-01 | 2007-11-17 | 113935.22 | -6.01 | 1.32
7 | PA | 6 | Piezo-Accelerometer | 1993-01-01 | 2007-11-17 | 113935.75 | -6 | 1.32
7 | PG | 1 | Dynamic Normal Pressure Gauge - Geokon 3500 | 1993-01-01 |  | 113917.07 | 3.81 | 11.16
7 | PG | 2 | Dynamic Normal Pressure Gauge - Geokon 3500 | 1993-01-01 |  | 113918.11 | 9.83 | 10.92
7 | PG | 3 | Dynamic Normal Pressure Gauge - Geokon 3500 | 1993-01-01 |  | 113921 | 6 | 11.52
7 | PG | 4 | Dynamic Normal Pressure Gauge - Geokon 3500 | 1993-01-01 |  | 113925.56 | 3.86 | 11.28
7 | PG | 5 | Dynamic Normal Pressure Gauge - Geokon 3500 | 1993-01-01 |  | 113926.67 | 9.86 | 11.28
7 | PG | 6 | Dynamic Normal Pressure Gauge - Geokon 3500 | 1993-01-01 |  | 113931.05 | 6.01 | 11.64
7 | PG | 7 | Dynamic Normal Pressure Gauge - Geokon 3500 | 1993-01-01 |  | 113934.15 | 3.82 | 11.28
7 | PG | 8 | Dynamic Normal Pressure Gauge - Geokon 3500 | 1993-01-01 | 2007-11-17 | 113935.2 | 9.89 | 11.28
7 | PK | 1 | Dynamic Pressure Gauge | 1993-01-01 | 2007-11-17 | 113946.08 | -9.62 | 16.32
7 | PL | 1 | Static Pressure Gauge | 1993-01-01 | 2007-11-17 | 113952.32 | 2.01 | 51.72
7 | PT | 1 | Static Normal Pressure - Geokon 4800 | 1993-01-01 | 2007-11-17 | 113949.11 | 0 | 52.32
7 | PT | 2 | Static Normal Pressure - Geokon 4800 | 1993-01-01 | 2007-11-17 | 113950.57 | -0.02 | 37.68
7 | PT | 3 | Static Normal Pressure - Geokon 4800 | 1993-01-01 | 2007-11-17 | 113953.16 | -0.05 | 27.6
7 | PT | 4 | Static Normal Pressure - Geokon 4800 | 1993-01-01 | 2007-11-17 | 113949.04 | 0 | 18.84
7 | RP | 1 | Resistivity Probe | 1993-01-01 | 2007-11-17 | 113965.4 | 0.07 | 15.6
7 | RP | 2 | Resistivity Probe | 1993-01-01 | 2007-11-17 | 113963.32 | -9.99 | 14.4
7 | RP | 3 | Resistivity Probe | 1993-01-01 | 2007-11-17 | 113962.56 | -17.8 | 10.8
7 | RP | 4 | Resistivity Probe | 1993-01-01 | 2007-11-17 | 114075 | -25 | 168
7 | RP | 5 | Resistivity Probe | 1993-01-01 | 2007-11-17 | 113849.27 | -9.64 | 15.84
7 | RP | 6 | Resistivity Probe | 1993-01-01 | 2007-11-17 | 114049.22 | -9.88 | 15
7 | RP | 7 | Resistivity Probe | 1993-01-01 | 2007-11-17 | 114149.41 | -10.01 | 14.52
7 | SS | 1 | Steel Strain Gauge | 1993-01-01 | 2007-11-17 | 113934.83 | -0.58 | 3.6
7 | SS | 5 | Steel Strain Gauge | 1993-01-01 | 2007-11-17 | 113934.38 | -3.56 | 3.6
7 | SS | 9 | Steel Strain Gauge | 1993-01-01 | 2007-11-17 | 113933.92 | -6.51 | 3.36
7 | SS | 13 | Steel Strain Gauge | 1993-01-01 | 2007-11-17 | 113933.77 | -7.51 | 3.6
7 | SS | 17 | Steel Strain Gauge | 1993-01-01 | 2007-11-17 | 113933.41 | -9.5 | 3.84
7 | SS | 21 | Steel Strain Gauge | 1993-01-01 | 2007-11-17 | 113933.11 | -11.44 | 3.48
7 | SW | 1 | Positive Pore Water Pressure | 1993-01-01 |  | 113949.34 | 1.39 | 52.92
7 | SW | 2 | Positive Pore Water Pressure | 1993-01-01 | 2007-11-17 | 113950.79 | 1.51 | 38.64
7 | SW | 3 | Positive Pore Water Pressure | 1993-01-01 | 2007-11-17 | 113953.26 | 1.57 | 28.32
7 | SW | 4 | Positive Pore Water Pressure | 1993-01-01 | 2007-11-17 | 113949.19 | 1.43 | 19.2
7 | TB | 1 | Tipping Bucket | 1993-01-01 |  | 113715 | -34.8 | 0
7 | TB | 2 | Tipping Bucket | 1993-01-01 |  | 113715 | 29.67 | 0
7 | TC | 1 | MnROAD Thermal Couple Tree - Omega | 1993-01-01 |  | 113964.76 | 0.01 | 0.96
7 | TC | 2 | MnROAD Thermal Couple Tree - Omega | 1993-01-01 |  | 113964.76 | 0.01 | 3
7 | TC | 3 | MnROAD Thermal Couple Tree - Omega | 1993-01-01 |  | 113964.76 | 0.01 | 8.28
7 | TC | 4 | MnROAD Thermal Couple Tree - Omega | 1993-01-01 |  | 113964.76 | 0.01 | 8.04
7 | TC | 5 | MnROAD Thermal Couple Tree - Omega | 1993-01-01 |  | 113964.76 | 0.01 | 12.72
7 | TC | 6 | MnROAD Thermal Couple Tree - Omega | 1993-01-01 |  | 113964.76 | 0.01 | 17.04
7 | TC | 7 | MnROAD Thermal Couple Tree - Omega | 1993-01-01 |  | 113964.76 | 0.01 | 23.04
7 | TC | 8 | MnROAD Thermal Couple Tree - Omega | 1993-01-01 |  | 113964.76 | 0.01 | 35.04
7 | TC | 9 | MnROAD Thermal Couple Tree - Omega | 1993-01-01 |  | 113964.76 | 0.01 | 47.04
7 | TC | 10 | MnROAD Thermal Couple Tree - Omega | 1993-01-01 |  | 113964.76 | 0.01 | 59.04
7 | TC | 11 | MnROAD Thermal Couple Tree - Omega | 1993-01-01 |  | 113964.76 | 0.01 | 95.04
7 | TC | 12 | MnROAD Thermal Couple Tree - Omega | 1993-01-01 |  | 113962.99 | -10.01 | 0.96
7 | TC | 13 | MnROAD Thermal Couple Tree - Omega | 1993-01-01 |  | 113962.99 | -10.01 | 2.88
7 | TC | 14 | MnROAD Thermal Couple Tree - Omega | 1993-01-01 |  | 113962.99 | -10.01 | 6
7 | TC | 15 | MnROAD Thermal Couple Tree - Omega | 1993-01-01 |  | 113962.99 | -10.01 | 8.52
7 | TC | 16 | MnROAD Thermal Couple Tree - Omega | 1993-01-01 |  | 113962.99 | -10.01 | 12.24
7 | TC | 17 | MnROAD Thermal Couple Tree - Omega | 1993-01-01 |  | 113962.99 | -10.01 | 16.32
7 | TC | 18 | MnROAD Thermal Couple Tree - Omega | 1993-01-01 |  | 113962.99 | -10.01 | 22.32
7 | TC | 19 | MnROAD Thermal Couple Tree - Omega | 1993-01-01 |  | 113962.99 | -10.01 | 34.32
7 | TC | 20 | MnROAD Thermal Couple Tree - Omega | 1993-01-01 |  | 113962.99 | -10.01 | 46.32
7 | TC | 21 | MnROAD Thermal Couple Tree - Omega | 1993-01-01 |  | 113962.99 | -10.01 | 58.32
7 | TC | 22 | MnROAD Thermal Couple Tree - Omega | 1993-01-01 |  | 113962.99 | -10.01 | 94.32
7 | TC | 23 | MnROAD Thermal Couple Tree - Omega | 1993-01-01 |  | 113961.78 | -17.89 | 0.96
7 | TC | 24 | MnROAD Thermal Couple Tree - Omega | 1993-01-01 |  | 113961.78 | -17.89 | 3.12
7 | TC | 25 | MnROAD Thermal Couple Tree - Omega | 1993-01-01 |  | 113961.78 | -17.89 | 6
7 | TC | 26 | MnROAD Thermal Couple Tree - Omega | 1993-01-01 |  | 113961.78 | -17.89 | 10.2
7 | TC | 27 | MnROAD Thermal Couple Tree - Omega | 1993-01-01 |  | 113961.78 | -17.89 | 13.2
7 | TC | 28 | MnROAD Thermal Couple Tree - Omega | 1993-01-01 |  | 113961.78 | -17.89 | 19.2
7 | TC | 29 | MnROAD Thermal Couple Tree - Omega | 1993-01-01 |  | 113961.78 | -17.89 | 25.2
7 | TC | 30 | MnROAD Thermal Couple Tree - Omega | 1993-01-01 |  | 113961.78 | -17.89 | 37.2
7 | TC | 31 | MnROAD Thermal Couple Tree - Omega | 1993-01-01 |  | 113961.78 | -17.89 | 49.2
7 | TC | 32 | MnROAD Thermal Couple Tree - Omega | 1993-01-01 |  | 113961.78 | -17.89 | 61.2
7 | TC | 33 | MnROAD Thermal Couple Tree - Omega | 1993-01-01 |  | 113961.78 | -17.89 | 97.2
7 | TC | 34 | MnROAD Thermal Couple Tree - Omega | 1993-01-01 |  | 113960.39 | -25.34 | 6
7 | TC | 35 | MnROAD Thermal Couple Tree - Omega | 1993-01-01 |  | 113960.39 | -25.34 | 9
7 | TC | 36 | MnROAD Thermal Couple Tree - Omega | 1993-01-01 |  | 113960.39 | -25.34 | 12
7 | TC | 37 | MnROAD Thermal Couple Tree - Omega | 1993-01-01 |  | 113960.39 | -25.34 | 18
7 | TC | 38 | MnROAD Thermal Couple Tree - Omega | 1993-01-01 |  | 113960.39 | -25.34 | 24
7 | TC | 39 | MnROAD Thermal Couple Tree - Omega | 1993-01-01 |  | 113960.39 | -25.34 | 36
7 | TC | 40 | MnROAD Thermal Couple Tree - Omega | 1993-01-01 |  | 113960.39 | -25.34 | 48
7 | TC | 41 | MnROAD Thermal Couple Tree - Omega | 1993-01-01 |  | 113960.39 | -25.34 | 60
7 | TC | 42 | MnROAD Thermal Couple Tree - Omega | 1993-01-01 |  | 113960.39 | -25.34 | 96
7 | TC | 43 | MnROAD Thermal Couple Tree - Omega | 1993-01-01 |  | 113848.67 | -9.65 | 0.96
7 | TC | 44 | MnROAD Thermal Couple Tree - Omega | 1993-01-01 |  | 113848.67 | -9.65 | 3
7 | TC | 45 | MnROAD Thermal Couple Tree - Omega | 1993-01-01 |  | 113848.67 | -9.65 | 8.28
7 | TC | 46 | MnROAD Thermal Couple Tree - Omega | 1993-01-01 |  | 113848.67 | -9.65 | 9
7 | TC | 47 | MnROAD Thermal Couple Tree - Omega | 1993-01-01 |  | 113848.67 | -9.65 | 12
7 | TC | 48 | MnROAD Thermal Couple Tree - Omega | 1993-01-01 |  | 113848.67 | -9.65 | 18
7 | TC | 49 | MnROAD Thermal Couple Tree - Omega | 1993-01-01 |  | 113848.67 | -9.65 | 24
7 | TC | 50 | MnROAD Thermal Couple Tree - Omega | 1993-01-01 |  | 113848.67 | -9.65 | 36
7 | TC | 51 | MnROAD Thermal Couple Tree - Omega | 1993-01-01 |  | 113848.67 | -9.65 | 48
7 | TC | 52 | MnROAD Thermal Couple Tree - Omega | 1993-01-01 |  | 113848.67 | -9.65 | 60
7 | TC | 53 | MnROAD Thermal Couple Tree - Omega | 1993-01-01 |  | 113848.67 | -9.65 | 96
7 | TC | 54 | MnROAD Thermal Couple Tree - Omega | 1993-01-01 |  | 114048.62 | -9.9 | 0.96
7 | TC | 55 | MnROAD Thermal Couple Tree - Omega | 1993-01-01 |  | 114048.62 | -9.9 | 3
7 | TC | 56 | MnROAD Thermal Couple Tree - Omega | 1993-01-01 |  | 114048.62 | -9.9 | 6
7 | TC | 57 | MnROAD Thermal Couple Tree - Omega | 1993-01-01 |  | 114048.62 | -9.9 | 8.28
7 | TC | 58 | MnROAD Thermal Couple Tree - Omega | 1993-01-01 |  | 114048.62 | -9.9 | 11.28
7 | TC | 59 | MnROAD Thermal Couple Tree - Omega | 1993-01-01 |  | 114048.62 | -9.9 | 17.28
7 | TC | 60 | MnROAD Thermal Couple Tree - Omega | 1993-01-01 |  | 114048.62 | -9.9 | 23.28
7 | TC | 61 | MnROAD Thermal Couple Tree - Omega | 1993-01-01 |  | 114048.62 | -9.9 | 35.28
7 | TC | 62 | MnROAD Thermal Couple Tree - Omega | 1993-01-01 |  | 114048.62 | -9.9 | 47.28
7 | TC | 63 | MnROAD Thermal Couple Tree - Omega | 1993-01-01 |  | 114048.62 | -9.9 | 59.28
7 | TC | 64 | MnROAD Thermal Couple Tree - Omega | 1993-01-01 |  | 114048.62 | -9.9 | 95.28
7 | TC | 65 | MnROAD Thermal Couple Tree - Omega | 1993-01-01 |  | 114148.87 | -9.81 | 0.96
7 | TC | 66 | MnROAD Thermal Couple Tree - Omega | 1993-01-01 |  | 114148.87 | -9.81 | 3
7 | TC | 67 | MnROAD Thermal Couple Tree - Omega | 1993-01-01 |  | 114148.87 | -9.81 | 6
7 | TC | 68 | MnROAD Thermal Couple Tree - Omega | 1993-01-01 |  | 114148.87 | -9.81 | 8.04
7 | TC | 69 | MnROAD Thermal Couple Tree - Omega | 1993-01-01 |  | 114148.87 | -9.81 | 12.24
7 | TC | 70 | MnROAD Thermal Couple Tree - Omega | 1993-01-01 |  | 114148.87 | -9.81 | 16.32
7 | TC | 71 | MnROAD Thermal Couple Tree - Omega | 1993-01-01 |  | 114148.87 | -9.81 | 22.32
7 | TC | 72 | MnROAD Thermal Couple Tree - Omega | 1993-01-01 |  | 114148.87 | -9.81 | 34.32
7 | TC | 73 | MnROAD Thermal Couple Tree - Omega | 1993-01-01 |  | 114148.87 | -9.81 | 46.32
7 | TC | 74 | MnROAD Thermal Couple Tree - Omega | 1993-01-01 |  | 114148.87 | -9.81 | 58.32
7 | TC | 75 | MnROAD Thermal Couple Tree - Omega | 1993-01-01 |  | 114148.87 | -9.81 | 94.32
7 | TD | 1 | Time Domain Reflectometer | 1993-01-01 |  | 113970.81 | -0.12 | 14.28
7 | TD | 2 | Time Domain Reflectometer | 1993-01-01 |  | 113970.81 | -0.12 | 18.72
7 | TD | 3 | Time Domain Reflectometer | 1993-01-01 |  | 113970.81 | -0.12 | 24.72
7 | TD | 4 | Time Domain Reflectometer | 1993-01-01 |  | 113970.81 | -0.12 | 36.72
7 | TD | 5 | Time Domain Reflectometer | 1993-01-01 |  | 113970.81 | -0.12 | 48.72
7 | TD | 6 | Time Domain Reflectometer | 1993-01-01 |  | 113970.81 | -0.12 | 60.72
7 | TD | 7 | Time Domain Reflectometer | 1993-01-01 |  | 113970.81 | -0.12 | 96.72
7 | TD | 8 | Time Domain Reflectometer | 1993-01-01 |  | 113969.36 | -9.83 | 14.04
7 | TD | 9 | Time Domain Reflectometer | 1993-01-01 |  | 113969.36 | -9.83 | 18.6
7 | TD | 10 | Time Domain Reflectometer | 1993-01-01 |  | 113969.36 | -9.83 | 24.6
7 | TD | 11 | Time Domain Reflectometer | 1993-01-01 |  | 113969.36 | -9.83 | 36.6
7 | TD | 12 | Time Domain Reflectometer | 1993-01-01 |  | 113969.36 | -9.83 | 48.6
7 | TD | 13 | Time Domain Reflectometer | 1993-01-01 |  | 113969.36 | -9.83 | 60.6
7 | TD | 14 | Time Domain Reflectometer | 1993-01-01 |  | 113969.36 | -9.83 | 96.6
7 | TD | 15 | Time Domain Reflectometer | 1993-01-01 |  | 113965.12 | -17.97 | 14.76
7 | TD | 16 | Time Domain Reflectometer | 1993-01-01 |  | 113965.12 | -17.97 | 20.76
7 | TD | 17 | Time Domain Reflectometer | 1993-01-01 |  | 113965.12 | -17.97 | 26.52
7 | TD | 18 | Time Domain Reflectometer | 1993-01-01 |  | 113965.12 | -17.97 | 39
7 | TD | 19 | Time Domain Reflectometer | 1993-01-01 |  | 113965.12 | -17.97 | 50.04
7 | TD | 20 | Time Domain Reflectometer | 1993-01-01 |  | 113965.12 | -17.97 | 62.28
7 | TD | 21 | Time Domain Reflectometer | 1993-01-01 |  | 113965.12 | -17.97 | 98.04
7 | TD | 22 | Time Domain Reflectometer | 1993-01-01 |  | 113962.12 | -22.93 | 6.48
7 | TD | 23 | Time Domain Reflectometer | 1993-01-01 |  | 113962.12 | -22.93 | 12.24
7 | TD | 24 | Time Domain Reflectometer | 1993-01-01 |  | 113962.12 | -22.93 | 18
7 | TD | 25 | Time Domain Reflectometer | 1993-01-01 |  | 113962.12 | -22.93 | 30.24
7 | TD | 26 | Time Domain Reflectometer | 1993-01-01 |  | 113962.12 | -22.93 | 41.52
7 | TD | 27 | Time Domain Reflectometer | 1993-01-01 |  | 113962.12 | -22.93 | 53.28
7 | TD | 28 | Time Domain Reflectometer | 1993-01-01 |  | 113962.12 | -22.93 | 90
7 | TD | 29 | Time Domain Reflectometer | 1993-01-01 |  | 113851.08 | -9.66 | 17.4
7 | TD | 30 | Time Domain Reflectometer | 1993-01-01 |  | 113851.08 | -9.66 | 22.32
7 | TD | 31 | Time Domain Reflectometer | 1993-01-01 |  | 113851.08 | -9.66 | 28.32
7 | TD | 32 | Time Domain Reflectometer | 1993-01-01 |  | 113851.08 | -9.66 | 39.84
7 | TD | 33 | Time Domain Reflectometer | 1993-01-01 |  | 113851.08 | -9.66 | 52.32
7 | TD | 34 | Time Domain Reflectometer | 1993-01-01 |  | 113851.08 | -9.66 | 64.32
7 | TD | 35 | Time Domain Reflectometer | 1993-01-01 |  | 113851.08 | -9.66 | 98.88
7 | TD | 36 | Time Domain Reflectometer | 1993-01-01 |  | 114050.91 | -9.86 | 12.84
7 | TD | 37 | Time Domain Reflectometer | 1993-01-01 |  | 114050.91 | -9.86 | 17.4
7 | TD | 38 | Time Domain Reflectometer | 1993-01-01 |  | 114050.91 | -9.86 | 23.64
7 | TD | 39 | Time Domain Reflectometer | 1993-01-01 |  | 114050.91 | -9.86 | 35.64
7 | TD | 40 | Time Domain Reflectometer | 1993-01-01 |  | 114050.91 | -9.86 | 47.64
7 | TD | 41 | Time Domain Reflectometer | 1993-01-01 |  | 114050.91 | -9.86 | 59.4
7 | TD | 42 | Time Domain Reflectometer | 1993-01-01 |  | 114050.91 | -9.86 | 95.4
7 | TD | 43 | Time Domain Reflectometer | 1993-01-01 |  | 114150.9 | -9.89 | 13.32
7 | TD | 44 | Time Domain Reflectometer | 1993-01-01 |  | 114150.9 | -9.89 | 18.24
7 | TD | 45 | Time Domain Reflectometer | 1993-01-01 |  | 114150.9 | -9.89 | 24
7 | TD | 46 | Time Domain Reflectometer | 1993-01-01 |  | 114150.9 | -9.89 | 36.24
7 | TD | 47 | Time Domain Reflectometer | 1993-01-01 |  | 114150.9 | -9.89 | 48.24
7 | TD | 48 | Time Domain Reflectometer | 1993-01-01 |  | 114150.9 | -9.89 | 59.28
7 | TD | 49 | Time Domain Reflectometer | 1993-01-01 |  | 114150.9 | -9.89 | 95.28
7 | WM | 1 | Water Mark - Irrometer | 1993-01-01 |  | 113970.81 | -0.12 | 14.28
7 | WM | 2 | Water Mark - Irrometer | 1993-01-01 |  | 113970.81 | -0.12 | 18.72
7 | WM | 3 | Water Mark - Irrometer | 1993-01-01 |  | 113970.81 | -0.12 | 24.72
7 | WM | 4 | Water Mark - Irrometer | 1993-01-01 |  | 113970.81 | -0.12 | 36.72
7 | WM | 5 | Water Mark - Irrometer | 1993-01-01 |  | 113970.81 | -0.12 | 48.72
7 | WM | 6 | Water Mark - Irrometer | 1993-01-01 |  | 113970.81 | -0.12 | 60.72
7 | WM | 7 | Water Mark - Irrometer | 1993-01-01 |  | 113970.81 | -0.12 | 96.72
7 | WM | 8 | Water Mark - Irrometer | 1993-01-01 |  | 113969.36 | -9.83 | 14.04
7 | WM | 9 | Water Mark - Irrometer | 1993-01-01 |  | 113969.36 | -9.83 | 18.6
7 | WM | 10 | Water Mark - Irrometer | 1993-01-01 |  | 113969.36 | -9.83 | 24.6
7 | WM | 11 | Water Mark - Irrometer | 1993-01-01 |  | 113969.36 | -9.83 | 36.6
7 | WM | 12 | Water Mark - Irrometer | 1993-01-01 |  | 113969.36 | -9.83 | 48.6
7 | WM | 13 | Water Mark - Irrometer | 1993-01-01 |  | 113969.36 | -9.83 | 60.6
7 | WM | 14 | Water Mark - Irrometer | 1993-01-01 |  | 113969.36 | -9.83 | 96.6
7 | WM | 15 | Water Mark - Irrometer | 1993-01-01 |  | 113965.12 | -17.97 | 14.76
7 | WM | 16 | Water Mark - Irrometer | 1993-01-01 |  | 113965.12 | -17.97 | 20.76
7 | WM | 17 | Water Mark - Irrometer | 1993-01-01 |  | 113965.12 | -17.97 | 26.52
7 | WM | 18 | Water Mark - Irrometer | 1993-01-01 |  | 113965.12 | -17.97 | 39
7 | WM | 19 | Water Mark - Irrometer | 1993-01-01 |  | 113965.12 | -17.97 | 50.04
7 | WM | 20 | Water Mark - Irrometer | 1993-01-01 |  | 113965.12 | -17.97 | 62.28
7 | WM | 21 | Water Mark - Irrometer | 1993-01-01 |  | 113965.12 | -17.97 | 98.04
7 | WM | 22 | Water Mark - Irrometer | 1993-01-01 |  | 113962.12 | -22.93 | 6.48
7 | WM | 23 | Water Mark - Irrometer | 1993-01-01 |  | 113962.12 | -22.93 | 12.24
7 | WM | 24 | Water Mark - Irrometer | 1993-01-01 |  | 113962.12 | -22.93 | 18
7 | WM | 25 | Water Mark - Irrometer | 1993-01-01 |  | 113962.12 | -22.93 | 30.24
7 | WM | 26 | Water Mark - Irrometer | 1993-01-01 |  | 113962.12 | -22.93 | 41.52
7 | WM | 27 | Water Mark - Irrometer | 1993-01-01 |  | 113962.12 | -22.93 | 53.28
7 | WM | 28 | Water Mark - Irrometer | 1993-01-01 |  | 113962.12 | -22.93 | 90
7 | WM | 29 | Water Mark - Irrometer | 1993-01-01 |  | 113851.08 | -9.66 | 17.4
7 | WM | 30 | Water Mark - Irrometer | 1993-01-01 |  | 113851.08 | -9.66 | 22.32
7 | WM | 31 | Water Mark - Irrometer | 1993-01-01 |  | 113851.08 | -9.66 | 28.32
7 | WM | 32 | Water Mark - Irrometer | 1993-01-01 |  | 113851.08 | -9.66 | 39.84
7 | WM | 33 | Water Mark - Irrometer | 1993-01-01 |  | 113851.08 | -9.66 | 52.32
7 | WM | 34 | Water Mark - Irrometer | 1993-01-01 |  | 113851.08 | -9.66 | 64.32
7 | WM | 35 | Water Mark - Irrometer | 1993-01-01 |  | 113851.08 | -9.66 | 98.88
7 | WM | 36 | Water Mark - Irrometer | 1993-01-01 |  | 114050.91 | -9.86 | 12.84
7 | WM | 37 | Water Mark - Irrometer | 1993-01-01 |  | 114050.91 | -9.86 | 17.4
7 | WM | 38 | Water Mark - Irrometer | 1993-01-01 |  | 114050.91 | -9.86 | 23.64
7 | WM | 39 | Water Mark - Irrometer | 1993-01-01 |  | 114050.91 | -9.86 | 35.64
7 | WM | 40 | Water Mark - Irrometer | 1993-01-01 |  | 114050.91 | -9.86 | 47.64
7 | WM | 41 | Water Mark - Irrometer | 1993-01-01 |  | 114050.91 | -9.86 | 59.4
7 | WM | 42 | Water Mark - Irrometer | 1993-01-01 |  | 114050.91 | -9.86 | 95.4
7 | WM | 43 | Water Mark - Irrometer | 1993-01-01 |  | 114150.9 | -9.89 | 13.32
7 | WM | 44 | Water Mark - Irrometer | 1993-01-01 |  | 114150.9 | -9.89 | 18.24
7 | WM | 45 | Water Mark - Irrometer | 1993-01-01 |  | 114150.9 | -9.89 | 24
7 | WM | 46 | Water Mark - Irrometer | 1993-01-01 |  | 114150.9 | -9.89 | 36.24
7 | WM | 47 | Water Mark - Irrometer | 1993-01-01 |  | 114150.9 | -9.89 | 48.24
7 | WM | 48 | Water Mark - Irrometer | 1993-01-01 |  | 114150.9 | -9.89 | 59.28
7 | WM | 49 | Water Mark - Irrometer | 1993-01-01 |  | 114150.9 | -9.89 | 95.28
7 | XD | 1 | Thermister on a Static Soil Pressure Gauge | 1993-01-01 | 2007-11-17 | 113945.41 | -9.72 | 16.56
7 | XD | 2 | Thermister on a Static Soil Pressure Gauge | 1993-01-01 | 2007-11-17 | 113945.41 | -9.72 | 28.56
7 | XD | 3 | Thermister on a Static Soil Pressure Gauge | 1993-01-01 | 2007-11-17 | 113945.41 | -9.72 | 40.56
7 | XD | 4 | Thermister on a Static Soil Pressure Gauge | 1993-01-01 | 2007-11-17 | 113945.41 | -9.72 | 52.56
7 | XL | 1 | Thermister placed on a Static Lateral Pressure Gauge | 1993-01-01 | 2007-11-17 | 113952.32 | 2.01 | 51.72
7 | XS | 1 | Positive Pore Water Pressure | 1993-01-01 | 2007-11-17 | 113949.34 | 1.39 | 52.92
7 | XS | 2 | Positive Pore Water Pressure | 1993-01-01 | 2007-11-17 | 113950.79 | 1.51 | 38.64
7 | XS | 3 | Positive Pore Water Pressure | 1993-01-01 | 2007-11-17 | 113953.26 | 1.57 | 28.32
7 | XS | 4 | Positive Pore Water Pressure | 1993-01-01 | 2007-11-17 | 113949.19 | 1.43 | 19.2
7 | XT | 1 | Thermister on a Dynamic Soil Pressure Gauge | 1993-01-01 | 2007-11-17 | 113949.11 | 0 | 52.32
7 | XT | 2 | Thermister on a Dynamic Soil Pressure Gauge | 1993-01-01 | 2007-11-17 | 113950.57 | -0.02 | 37.68
7 | XT | 3 | Thermister on a Dynamic Soil Pressure Gauge | 1993-01-01 | 2007-11-17 | 113953.16 | -0.05 | 27.6
7 | XT | 4 | Thermister on a Dynamic Soil Pressure Gauge | 1993-01-01 | 2007-11-17 | 113949.04 | 0 | 18.84
8 | CD | 1 | Concrete Embedment Strain Gauge | 1993-01-01 | 2007-11-17 | 114660.9 | -3.85 | 2.16 | Longitudinal
8 | CD | 2 | Concrete Embedment Strain Gauge | 1993-01-01 | 2007-11-17 | 114660.43 | -6.86 | 2.16 | Longitudinal
8 | CD | 3 | Concrete Embedment Strain Gauge | 1993-01-01 | 2007-11-17 | 114659.85 | -9.84 | 2.64 | Longitudinal
8 | CD | 4 | Concrete Embedment Strain Gauge | 1993-01-01 | 2007-11-17 | 114660.9 | -3.85 | 7.2 | Transverse
8 | CD | 5 | Concrete Embedment Strain Gauge | 1993-01-01 | 2007-11-17 | 114660.43 | -6.86 | 7.08 | Transverse
8 | CD | 6 | Concrete Embedment Strain Gauge | 1993-01-01 | 2007-11-17 | 114659.85 | -9.84 | 7.56 | Transverse
8 | CD | 7 | Concrete Embedment Strain Gauge | 1993-01-01 | 2007-11-17 | 114666.89 | -3.9 | 1.8 | Longitudinal
8 | CD | 8 | Concrete Embedment Strain Gauge | 1993-01-01 | 2007-11-17 | 114665.93 | -9.9 | 1.92 | Longitudinal
8 | CD | 9 | Concrete Embedment Strain Gauge | 1993-01-01 | 2007-11-17 | 114666.89 | -3.9 | 6.84 | Transverse
8 | CD | 10 | Concrete Embedment Strain Gauge | 1993-01-01 | 2007-11-17 | 114665.93 | -9.9 | 6.96 | Transverse
8 | CD | 11 | Concrete Embedment Strain Gauge | 1993-01-01 | 2007-11-17 | 114672.88 | -3.9 | 1.68 | Longitudinal
8 | CD | 12 | Concrete Embedment Strain Gauge | 1993-01-01 | 2007-11-17 | 114672.42 | -6.87 | 1.68 | Longitudinal
8 | CD | 13 | Concrete Embedment Strain Gauge | 1993-01-01 | 2007-11-17 | 114671.93 | -9.92 | 1.68 | Longitudinal
8 | CD | 14 | Concrete Embedment Strain Gauge | 1993-01-01 | 2007-11-17 | 114672.88 | -3.9 | 6.84 | Transverse
8 | CD | 15 | Concrete Embedment Strain Gauge | 1993-01-01 | 2007-11-17 | 114672.42 | -6.87 | 6.72 | Transverse
8 | CD | 16 | Concrete Embedment Strain Gauge | 1993-01-01 | 2007-11-17 | 114671.93 | -9.92 | 6.84 | Transverse
8 | CE | 1 | Dynamic Strain - Tokyo Sokki (PML-60) | 1993-01-01 | 2007-11-17 | 114645.91 | -3.87 | 2.88 | Transverse
8 | CE | 2 | Dynamic Strain - Tokyo Sokki (PML-60) | 1993-01-01 | 2007-11-17 | 114645.41 | -6.89 | 3.24 | Transverse
8 | CE | 3 | Dynamic Strain - Tokyo Sokki (PML-60) | 1993-01-01 | 2007-11-17 | 114644.99 | -9.4 | 2.88 | Transverse
8 | CE | 4 | Dynamic Strain - Tokyo Sokki (PML-60) | 1993-01-01 | 2007-11-17 | 114644.83 | -10.37 | 2.52 | Transverse
8 | CE | 5 | Dynamic Strain - Tokyo Sokki (PML-60) | 1993-01-01 | 2007-11-17 | 114645.91 | -3.87 | 7.92 | Longitudinal
8 | CE | 6 | Dynamic Strain - Tokyo Sokki (PML-60) | 1993-01-01 | 2007-11-17 | 114645.41 | -6.89 | 8.16 | Longitudinal
8 | CE | 7 | Dynamic Strain - Tokyo Sokki (PML-60) | 1993-01-01 | 2007-11-17 | 114644.99 | -9.4 | 7.8 | Longitudinal
8 | CE | 8 | Dynamic Strain - Tokyo Sokki (PML-60) | 1993-01-01 | 2007-11-17 | 114644.83 | -10.37 | 7.44 | Longitudinal
8 | CE | 9 | Dynamic Strain - Tokyo Sokki (PML-60) | 1993-01-01 | 2007-11-17 | 114651.94 | -3.82 | 2.52 | Transverse
8 | CE | 10 | Dynamic Strain - Tokyo Sokki (PML-60) | 1993-01-01 | 2007-11-17 | 114650.98 | -9.32 | 2.64 | Transverse
8 | CE | 11 | Dynamic Strain - Tokyo Sokki (PML-60) | 1993-01-01 | 2007-11-17 | 114650.86 | -10.33 | 2.64 | Transverse
8 | CE | 12 | Dynamic Strain - Tokyo Sokki (PML-60) | 1993-01-01 | 2007-11-17 | 114651.94 | -3.82 | 7.44 | Longitudinal
8 | CE | 13 | Dynamic Strain - Tokyo Sokki (PML-60) | 1993-01-01 | 2007-11-17 | 114650.98 | -9.32 | 7.56 | Longitudinal
8 | CE | 14 | Dynamic Strain - Tokyo Sokki (PML-60) | 1993-01-01 | 2007-11-17 | 114650.86 | -10.33 | 7.56 | Longitudinal
8 | CE | 15 | Dynamic Strain - Tokyo Sokki (PML-60) | 1993-01-01 | 2007-11-17 | 114657.9 | -3.87 | 2.64 | Transverse
8 | CE | 16 | Dynamic Strain - Tokyo Sokki (PML-60) | 1993-01-01 | 2007-11-17 | 114657.44 | -6.87 | 2.76 | Transverse
8 | CE | 17 | Dynamic Strain - Tokyo Sokki (PML-60) | 1993-01-01 | 2007-11-17 | 114657.01 | -9.37 | 2.64 | Transverse
8 | CE | 18 | Dynamic Strain - Tokyo Sokki (PML-60) | 1993-01-01 | 2007-11-17 | 114656.85 | -10.35 | 2.64 | Transverse
8 | CE | 19 | Dynamic Strain - Tokyo Sokki (PML-60) | 1993-01-01 | 2007-11-17 | 114657.9 | -3.87 | 6.24 | Longitudinal
8 | CE | 20 | Dynamic Strain - Tokyo Sokki (PML-60) | 1993-01-01 | 2007-11-17 | 114657.44 | -6.87 | 7.68 | Longitudinal
8 | CE | 21 | Dynamic Strain - Tokyo Sokki (PML-60) | 1993-01-01 | 2007-11-17 | 114657.01 | -9.37 | 7.44 | Longitudinal
8 | CE | 22 | Dynamic Strain - Tokyo Sokki (PML-60) | 1993-01-01 | 2007-11-17 | 114656.85 | -10.35 | 7.56 | Longitudinal
8 | CE | 23 | Dynamic Strain - Tokyo Sokki (PML-60) | 1993-01-01 | 2007-11-17 | 114662.19 | 3.83 | 1.92 | Transverse
8 | CE | 24 | Dynamic Strain - Tokyo Sokki (PML-60) | 1993-01-01 | 2007-11-17 | 114662.66 | 6.84 | 2.16 | Transverse
8 | CE | 25 | Dynamic Strain - Tokyo Sokki (PML-60) | 1993-01-01 | 2007-11-17 | 114663.18 | 9.82 | 2.28 | Transverse
8 | CE | 26 | Dynamic Strain - Tokyo Sokki (PML-60) | 1993-01-01 | 2007-11-17 | 114662.19 | 3.83 | 6.84 | Longitudinal
8 | CE | 27 | Dynamic Strain - Tokyo Sokki (PML-60) | 1993-01-01 | 2007-11-17 | 114662.66 | 6.84 | 7.08 | Longitudinal
8 | CE | 28 | Dynamic Strain - Tokyo Sokki (PML-60) | 1993-01-01 | 2007-11-17 | 114663.18 | 9.82 | 7.2 | Longitudinal
8 | CE | 29 | Dynamic Strain - Tokyo Sokki (PML-60) | 1993-01-01 | 2007-11-17 | 114668.19 | 3.81 | 1.8 | Transverse
8 | CE | 30 | Dynamic Strain - Tokyo Sokki (PML-60) | 1993-01-01 | 2007-11-17 | 114669.18 | 9.81 | 2.16 | Transverse
8 | CE | 31 | Dynamic Strain - Tokyo Sokki (PML-60) | 1993-01-01 | 2007-11-17 | 114668.19 | 3.81 | 6.72 | Longitudinal
8 | CE | 32 | Dynamic Strain - Tokyo Sokki (PML-60) | 1993-01-01 | 2007-11-17 | 114669.18 | 9.81 | 7.08 | Longitudinal
8 | CE | 33 | Dynamic Strain - Tokyo Sokki (PML-60) | 1993-01-01 | 2007-11-17 | 114674.16 | 3.77 | 1.56 | Transverse
8 | CE | 34 | Dynamic Strain - Tokyo Sokki (PML-60) | 1993-01-01 | 2007-11-17 | 114674.68 | 6.77 | 2.16 | Transverse
8 | CE | 35 | Dynamic Strain - Tokyo Sokki (PML-60) | 1993-01-01 | 2007-11-17 | 114675.17 | 9.79 | 1.92 | Transverse
8 | CE | 36 | Dynamic Strain - Tokyo Sokki (PML-60) | 1993-01-01 | 2007-11-17 | 114674.16 | 3.77 | 6.48 | Longitudinal
8 | CE | 37 | Dynamic Strain - Tokyo Sokki (PML-60) | 1993-01-01 | 2007-11-17 | 114674.68 | 6.77 | 7.08 | Longitudinal
8 | CE | 38 | Dynamic Strain - Tokyo Sokki (PML-60) | 1993-01-01 | 2007-11-17 | 114675.17 | 9.79 | 6.84 | Longitudinal
8 | CE | 39 | Dynamic Strain - Tokyo Sokki (PML-60) | 1993-01-01 | 2007-11-17 | 114669.18 | 9.81 | 0.96 | Longitudinal
8 | CE | 40 | Dynamic Strain - Tokyo Sokki (PML-60) | 1993-01-01 | 2007-11-17 | 114669.18 | 9.81 | 6.48 | Longitudinal
8 | DT | 1 | Linear Variable Differential Transducer | 1993-01-01 | 2007-11-17 | 114688.39 | -3.74 | 3
8 | DT | 2 | Linear Variable Differential Transducer | 1993-01-01 | 2007-11-17 | 114687.39 | -9.85 | 3
8 | DT | 3 | Linear Variable Differential Transducer | 1993-01-01 | 2007-11-17 | 114690.36 | -3.78 | 3
8 | DT | 4 | Linear Variable Differential Transducer | 1993-01-01 | 2007-11-17 | 114689.41 | -9.77 | 3
8 | FW | 1 | Concrete Vibrating Wire Strain Gauge [low modulus] (frequency) | 1993-01-01 | 2007-11-17 | 114646.8 | 1.45 | 2.88 | Longitudinal
8 | FW | 2 | Concrete Vibrating Wire Strain Gauge [low modulus] (frequency) | 1993-01-01 | 2007-11-17 | 114647.5 | 5.95 | 2.52 | Longitudinal
8 | FW | 3 | Concrete Vibrating Wire Strain Gauge [low modulus] (frequency) | 1993-01-01 | 2007-11-17 | 114648.3 | 10.48 | 2.4 | Longitudinal
8 | FW | 4 | Concrete Vibrating Wire Strain Gauge [low modulus] (frequency) | 1993-01-01 | 2007-11-17 | 114646.8 | 1.45 | 7.68 | Transverse
8 | FW | 5 | Concrete Vibrating Wire Strain Gauge [low modulus] (frequency) | 1993-01-01 | 2007-11-17 | 114647.5 | 5.95 | 7.32 | Transverse
8 | FW | 6 | Concrete Vibrating Wire Strain Gauge [low modulus] (frequency) | 1993-01-01 | 2007-11-17 | 114648.3 | 10.48 | 7.32 | Transverse
8 | FW | 7 | Concrete Vibrating Wire Strain Gauge [low modulus] (frequency) | 1993-01-01 | 2007-11-17 | 114652.8 | 1.48 | 2.4 | Longitudinal
8 | FW | 8 | Concrete Vibrating Wire Strain Gauge [low modulus] (frequency) | 1993-01-01 | 2007-11-17 | 114653.6 | 5.99 | 2.28 | Longitudinal
8 | FW | 9 | Concrete Vibrating Wire Strain Gauge [low modulus] (frequency) | 1993-01-01 | 2007-11-17 | 114654.3 | 10.52 | 2.28 | Longitudinal
8 | FW | 10 | Concrete Vibrating Wire Strain Gauge [low modulus] (frequency) | 1993-01-01 | 2007-11-17 | 114652.8 | 1.48 | 7.32 | Transverse
8 | FW | 11 | Concrete Vibrating Wire Strain Gauge [low modulus] (frequency) | 1993-01-01 | 2007-11-17 | 114653.6 | 5.99 | 7.2 | Transverse
8 | FW | 12 | Concrete Vibrating Wire Strain Gauge [low modulus] (frequency) | 1993-01-01 | 2007-11-17 | 114654.3 | 10.52 | 7.2 | Transverse
8 | FW | 13 | Concrete Vibrating Wire Strain Gauge [low modulus] (frequency) | 1993-01-01 | 2007-11-17 | 114658.8 | 1.51 | 2.16 | Longitudinal
8 | FW | 14 | Concrete Vibrating Wire Strain Gauge [low modulus] (frequency) | 1993-01-01 | 2007-11-17 | 114659.6 | 5.99 | 2.16 | Longitudinal
8 | FW | 15 | Concrete Vibrating Wire Strain Gauge [low modulus] (frequency) | 1993-01-01 | 2007-11-17 | 114660.3 | 10.47 | 1.92 | Longitudinal
8 | FW | 16 | Concrete Vibrating Wire Strain Gauge [low modulus] (frequency) | 1993-01-01 | 2007-11-17 | 114658.8 | 1.51 | 7.2 | Transverse
8 | FW | 17 | Concrete Vibrating Wire Strain Gauge [low modulus] (frequency) | 1993-01-01 | 2007-11-17 | 114659.6 | 5.99 | 6.96 | Transverse
8 | FW | 18 | Concrete Vibrating Wire Strain Gauge [low modulus] (frequency) | 1993-01-01 | 2007-11-17 | 114660.3 | 10.47 | 6.84 | Transverse
8 | HC | 1 | Horizonal Clip Gauge - Tokyo Sokki (PI-5S-50/150) | 1993-01-01 | 2007-11-17 | 114644.37 | -3.72 | 2.04
8 | HC | 2 | Horizonal Clip Gauge - Tokyo Sokki (PI-5S-50/150) | 1993-01-01 | 2007-11-17 | 114643.36 | -9.82 | 2.04
8 | HC | 3 | Horizonal Clip Gauge - Tokyo Sokki (PI-5S-50/150) | 1993-01-01 | 2007-11-17 | 114675.6 | 3.86 | 2.04
8 | HC | 4 | Horizonal Clip Gauge - Tokyo Sokki (PI-5S-50/150) | 1993-01-01 | 2007-11-17 | 114676.56 | 9.82 | 2.04
8 | NP | 1 | Neutron Probe | 1993-01-01 | 2007-11-17 | 114677.01 | -6 | 3
8 | OS | 1 | MnROAD Open Stand Pipe | 1993-01-01 |  | 114677.64 | -25.39 | 180
8 | RP | 1 | Resistivity Probe | 1993-01-01 | 2007-11-17 | 114668.65 | -9.91 | 17.28
8 | RW | 1 | Concrete Vibrating Wire Strain Gauge [low modulus] (resistance) | 1993-01-01 | 2007-11-17 | 114646.8 | 1.45 | 2.88 | Longitudinal
8 | RW | 2 | Concrete Vibrating Wire Strain Gauge [low modulus] (resistance) | 1993-01-01 | 2007-11-17 | 114647.5 | 5.95 | 2.52 | Longitudinal
8 | RW | 3 | Concrete Vibrating Wire Strain Gauge [low modulus] (resistance) | 1993-01-01 | 2007-11-17 | 114648.3 | 10.48 | 2.4 | Longitudinal
8 | RW | 4 | Concrete Vibrating Wire Strain Gauge [low modulus] (resistance) | 1993-01-01 | 2007-11-17 | 114646.8 | 1.45 | 7.68 | Transverse
8 | RW | 5 | Concrete Vibrating Wire Strain Gauge [low modulus] (resistance) | 1993-01-01 | 2007-11-17 | 114647.5 | 5.95 | 7.32 | Transverse
8 | RW | 6 | Concrete Vibrating Wire Strain Gauge [low modulus] (resistance) | 1993-01-01 | 2007-11-17 | 114648.3 | 10.48 | 7.32 | Transverse
8 | RW | 7 | Concrete Vibrating Wire Strain Gauge [low modulus] (resistance) | 1993-01-01 | 2007-11-17 | 114652.8 | 1.48 | 2.4 | Longitudinal
8 | RW | 8 | Concrete Vibrating Wire Strain Gauge [low modulus] (resistance) | 1993-01-01 | 2007-11-17 | 114653.6 | 5.99 | 2.28 | Longitudinal
8 | RW | 9 | Concrete Vibrating Wire Strain Gauge [low modulus] (resistance) | 1993-01-01 | 2007-11-17 | 114654.3 | 10.52 | 2.28 | Longitudinal
8 | RW | 10 | Concrete Vibrating Wire Strain Gauge [low modulus] (resistance) | 1993-01-01 | 2007-11-17 | 114652.8 | 1.48 | 7.32 | Transverse
8 | RW | 11 | Concrete Vibrating Wire Strain Gauge [low modulus] (resistance) | 1993-01-01 | 2007-11-17 | 114653.6 | 5.99 | 7.2 | Transverse
8 | RW | 12 | Concrete Vibrating Wire Strain Gauge [low modulus] (resistance) | 1993-01-01 | 2007-11-17 | 114654.3 | 10.52 | 7.2 | Transverse
8 | RW | 13 | Concrete Vibrating Wire Strain Gauge [low modulus] (resistance) | 1993-01-01 | 2007-11-17 | 114658.8 | 1.51 | 2.16 | Longitudinal
8 | RW | 14 | Concrete Vibrating Wire Strain Gauge [low modulus] (resistance) | 1993-01-01 | 2007-11-17 | 114659.6 | 5.99 | 2.16 | Longitudinal
8 | RW | 15 | Concrete Vibrating Wire Strain Gauge [low modulus] (resistance) | 1993-01-01 | 2007-11-17 | 114660.3 | 10.47 | 1.92 | Longitudinal
8 | RW | 16 | Concrete Vibrating Wire Strain Gauge [low modulus] (resistance) | 1993-01-01 | 2007-11-17 | 114658.8 | 1.51 | 7.2 | Transverse
8 | RW | 17 | Concrete Vibrating Wire Strain Gauge [low modulus] (resistance) | 1993-01-01 | 2007-11-17 | 114659.6 | 5.99 | 6.96 | Transverse
8 | RW | 18 | Concrete Vibrating Wire Strain Gauge [low modulus] (resistance) | 1993-01-01 | 2007-11-17 | 114660.3 | 10.47 | 6.84 | Transverse
8 | TB | 1 | Tipping Bucket | 1993-01-01 |  | 114258.44 | -34.59 | 0
8 | TB | 2 | Tipping Bucket | 1993-01-01 |  | 114260.61 | 40.48 | 0
8 | TC | 1 | MnROAD Thermal Couple Tree - Omega | 1993-01-01 |  | 114668.08 | -9.78 | 0.96
8 | TC | 2 | MnROAD Thermal Couple Tree - Omega | 1993-01-01 |  | 114668.08 | -9.78 | 2.04
8 | TC | 3 | MnROAD Thermal Couple Tree - Omega | 1993-01-01 |  | 114668.08 | -9.78 | 3.96
8 | TC | 4 | MnROAD Thermal Couple Tree - Omega | 1993-01-01 |  | 114668.08 | -9.78 | 8.28
8 | TC | 5 | MnROAD Thermal Couple Tree - Omega | 1993-01-01 |  | 114668.08 | -9.78 | 9.96
8 | TC | 6 | MnROAD Thermal Couple Tree - Omega | 1993-01-01 |  | 114668.08 | -9.78 | 12.24
8 | TC | 7 | MnROAD Thermal Couple Tree - Omega | 1993-01-01 |  | 114668.08 | -9.78 | 18.72
8 | TC | 8 | MnROAD Thermal Couple Tree - Omega | 1993-01-01 |  | 114668.08 | -9.78 | 24.72
8 | TC | 9 | MnROAD Thermal Couple Tree - Omega | 1993-01-01 |  | 114668.08 | -9.78 | 36.72
8 | TC | 10 | MnROAD Thermal Couple Tree - Omega | 1993-01-01 |  | 114668.08 | -9.78 | 48.72
8 | TC | 11 | MnROAD Thermal Couple Tree - Omega | 1993-01-01 |  | 114668.08 | -9.78 | 60.72
8 | TC | 12 | MnROAD Thermal Couple Tree - Omega | 1993-01-01 |  | 114668.08 | -9.78 | 96.72
8 | TD | 1 | Time Domain Reflectometer | 1993-01-01 |  | 114670.42 | -10.24 | 12.72
8 | TD | 2 | Time Domain Reflectometer | 1993-01-01 |  | 114670.42 | -10.24 | 17.16
8 | TD | 3 | Time Domain Reflectometer | 1993-01-01 |  | 114670.42 | -10.24 | 23.16
8 | TD | 4 | Time Domain Reflectometer | 1993-01-01 |  | 114670.42 | -10.24 | 35.16
8 | TD | 5 | Time Domain Reflectometer | 1993-01-01 |  | 114670.42 | -10.24 | 47.16
8 | TD | 6 | Time Domain Reflectometer | 1993-01-01 |  | 114670.42 | -10.24 | 59.16
8 | TD | 7 | Time Domain Reflectometer | 1993-01-01 |  | 114670.42 | -10.24 | 95.16
8 | VW | 1 | Concrete Vibrating Wire Strain Gauge [low modulus] | 1993-01-01 | 2007-11-17 | 114646.84 | 1.45 | 2.88 | Longitudinal
8 | VW | 2 | Concrete Vibrating Wire Strain Gauge [low modulus] | 1993-01-01 | 2007-11-17 | 114647.54 | 5.95 | 2.52 | Longitudinal
8 | VW | 3 | Concrete Vibrating Wire Strain Gauge [low modulus] | 1993-01-01 | 2007-11-17 | 114648.3 | 10.48 | 2.4 | Longitudinal
8 | VW | 4 | Concrete Vibrating Wire Strain Gauge [low modulus] | 1993-01-01 | 2007-11-17 | 114646.84 | 1.45 | 7.68 | Transverse
8 | VW | 5 | Concrete Vibrating Wire Strain Gauge [low modulus] | 1993-01-01 | 2007-11-17 | 114647.54 | 5.95 | 7.32 | Transverse
8 | VW | 6 | Concrete Vibrating Wire Strain Gauge [low modulus] | 1993-01-01 | 2007-11-17 | 114648.3 | 10.48 | 7.32 | Transverse
8 | VW | 7 | Concrete Vibrating Wire Strain Gauge [low modulus] | 1993-01-01 | 2007-11-17 | 114652.82 | 1.48 | 2.4 | Longitudinal
8 | VW | 8 | Concrete Vibrating Wire Strain Gauge [low modulus] | 1993-01-01 | 2007-11-17 | 114653.59 | 5.99 | 2.28 | Longitudinal
8 | VW | 9 | Concrete Vibrating Wire Strain Gauge [low modulus] | 1993-01-01 | 2007-11-17 | 114654.31 | 10.52 | 2.28 | Longitudinal
8 | VW | 10 | Concrete Vibrating Wire Strain Gauge [low modulus] | 1993-01-01 | 2007-11-17 | 114652.82 | 1.48 | 7.32 | Transverse
8 | VW | 11 | Concrete Vibrating Wire Strain Gauge [low modulus] | 1993-01-01 | 2007-11-17 | 114653.59 | 5.99 | 7.2 | Transverse
8 | VW | 12 | Concrete Vibrating Wire Strain Gauge [low modulus] | 1993-01-01 | 2007-11-17 | 114654.31 | 10.52 | 7.2 | Transverse
8 | VW | 13 | Concrete Vibrating Wire Strain Gauge [low modulus] | 1993-01-01 | 2007-11-17 | 114658.83 | 1.51 | 2.16 | Longitudinal
8 | VW | 14 | Concrete Vibrating Wire Strain Gauge [low modulus] | 1993-01-01 | 2007-11-17 | 114659.55 | 5.99 | 2.16 | Longitudinal
8 | VW | 15 | Concrete Vibrating Wire Strain Gauge [low modulus] | 1993-01-01 | 2007-11-17 | 114660.27 | 10.47 | 1.92 | Longitudinal
8 | VW | 16 | Concrete Vibrating Wire Strain Gauge [low modulus] | 1993-01-01 | 2007-11-17 | 114658.83 | 1.51 | 7.2 | Transverse
8 | VW | 17 | Concrete Vibrating Wire Strain Gauge [low modulus] | 1993-01-01 | 2007-11-17 | 114659.55 | 5.99 | 6.96 | Transverse
8 | VW | 18 | Concrete Vibrating Wire Strain Gauge [low modulus] | 1993-01-01 | 2007-11-17 | 114660.27 | 10.47 | 6.84 | Transverse
8 | WM | 1 | Water Mark - Irrometer | 1993-01-01 |  | 114670.42 | -10.24 | 12.6
8 | WM | 2 | Water Mark - Irrometer | 1993-01-01 |  | 114670.42 | -10.24 | 17.04
8 | WM | 3 | Water Mark - Irrometer | 1993-01-01 |  | 114670.42 | -10.24 | 23.04
8 | WM | 4 | Water Mark - Irrometer | 1993-01-01 |  | 114670.42 | -10.24 | 35.04
8 | WM | 5 | Water Mark - Irrometer | 1993-01-01 |  | 114670.42 | -10.24 | 47.04
8 | WM | 6 | Water Mark - Irrometer | 1993-01-01 |  | 114670.42 | -10.24 | 59.04
8 | WM | 7 | Water Mark - Irrometer | 1993-01-01 |  | 114670.42 | -10.24 | 95.04
8 | XV | 1 | Concrete Vibrating Wire Strain Gauge [low modulus] | 1993-01-01 | 2007-11-17 | 114646.84 | 1.45 | 2.88
8 | XV | 2 | Concrete Vibrating Wire Strain Gauge [low modulus] | 1993-01-01 | 2007-11-17 | 114647.54 | 5.95 | 2.52
8 | XV | 3 | Concrete Vibrating Wire Strain Gauge [low modulus] | 1993-01-01 | 2007-11-17 | 114648.3 | 10.48 | 2.4
8 | XV | 4 | Concrete Vibrating Wire Strain Gauge [low modulus] | 1993-01-01 | 2007-11-17 | 114646.84 | 1.45 | 7.68
8 | XV | 5 | Concrete Vibrating Wire Strain Gauge [low modulus] | 1993-01-01 | 2007-11-17 | 114647.54 | 5.95 | 7.32
8 | XV | 6 | Concrete Vibrating Wire Strain Gauge [low modulus] | 1993-01-01 | 2007-11-17 | 114648.3 | 10.48 | 7.32
8 | XV | 7 | Concrete Vibrating Wire Strain Gauge [low modulus] | 1993-01-01 | 2007-11-17 | 114652.82 | 1.48 | 2.4
8 | XV | 8 | Concrete Vibrating Wire Strain Gauge [low modulus] | 1993-01-01 | 2007-11-17 | 114653.59 | 5.99 | 2.28
8 | XV | 9 | Concrete Vibrating Wire Strain Gauge [low modulus] | 1993-01-01 | 2007-11-17 | 114654.31 | 10.52 | 2.28
8 | XV | 10 | Concrete Vibrating Wire Strain Gauge [low modulus] | 1993-01-01 | 2007-11-17 | 114652.82 | 1.48 | 7.32
8 | XV | 11 | Concrete Vibrating Wire Strain Gauge [low modulus] | 1993-01-01 | 2007-11-17 | 114653.59 | 5.99 | 7.2
8 | XV | 12 | Concrete Vibrating Wire Strain Gauge [low modulus] | 1993-01-01 | 2007-11-17 | 114654.31 | 10.52 | 7.2
8 | XV | 13 | Concrete Vibrating Wire Strain Gauge [low modulus] | 1993-01-01 | 2007-11-17 | 114658.83 | 1.51 | 2.16
8 | XV | 14 | Concrete Vibrating Wire Strain Gauge [low modulus] | 1993-01-01 | 2007-11-17 | 114659.55 | 5.99 | 2.16
8 | XV | 15 | Concrete Vibrating Wire Strain Gauge [low modulus] | 1993-01-01 | 2007-11-17 | 114660.27 | 10.47 | 1.92
8 | XV | 16 | Concrete Vibrating Wire Strain Gauge [low modulus] | 1993-01-01 | 2007-11-17 | 114658.83 | 1.51 | 7.2
8 | XV | 17 | Concrete Vibrating Wire Strain Gauge [low modulus] | 1993-01-01 | 2007-11-17 | 114659.55 | 5.99 | 6.96
8 | XV | 18 | Concrete Vibrating Wire Strain Gauge [low modulus] | 1993-01-01 | 2007-11-17 | 114660.27 | 10.47 | 6.84
9 | CD | 1 | Concrete Embedment Strain Gauge | 1993-01-01 |  | 114930.84 | -3.83 | 1.2 | Transverse
9 | CD | 2 | Concrete Embedment Strain Gauge | 1993-01-01 |  | 114930.32 | -6.84 | 0.96 | Transverse
9 | CD | 3 | Concrete Embedment Strain Gauge | 1993-01-01 | 2007-11-17 | 114929.81 | -9.84 | 1.08 | Transverse
9 | CD | 4 | Concrete Embedment Strain Gauge | 1993-01-01 |  | 114930.84 | -3.83 | 6.24 | Longitudinal
9 | CD | 5 | Concrete Embedment Strain Gauge | 1993-01-01 | 2007-11-17 | 114930.32 | -6.84 | 6 | Longitudinal
9 | CD | 6 | Concrete Embedment Strain Gauge | 1993-01-01 |  | 114929.81 | -9.84 | 6.12 | Longitudinal
9 | CD | 7 | Concrete Embedment Strain Gauge | 1993-01-01 |  | 114936.81 | -3.87 | 1.68 | Transverse
9 | CD | 8 | Concrete Embedment Strain Gauge | 1993-01-01 | 2007-11-17 | 114935.84 | -9.88 | 1.08 | Transverse
9 | CD | 9 | Concrete Embedment Strain Gauge | 1993-01-01 |  | 114936.81 | -3.87 | 6.72 | Longitudinal
9 | CD | 10 | Concrete Embedment Strain Gauge | 1993-01-01 | 2007-11-17 | 114935.84 | -9.88 | 6.12 | Longitudinal
9 | CD | 11 | Concrete Embedment Strain Gauge | 1993-01-01 | 2007-11-17 | 114942.87 | -3.84 | 1.08 | Transverse
9 | CD | 12 | Concrete Embedment Strain Gauge | 1993-01-01 |  | 114942.3 | -6.9 | 1.2 | Transverse
9 | CD | 13 | Concrete Embedment Strain Gauge | 1993-01-01 | 2007-11-17 | 114941.81 | -9.87 | 1.08 | Transverse
9 | CD | 14 | Concrete Embedment Strain Gauge | 1993-01-01 | 2007-11-17 | 114942.87 | -3.84 | 6 | Longitudinal
9 | CD | 15 | Concrete Embedment Strain Gauge | 1993-01-01 | 2007-11-17 | 114942.3 | -6.9 | 6.24 | Longitudinal
9 | CD | 16 | Concrete Embedment Strain Gauge | 1993-01-01 |  | 114941.81 | -9.87 | 6.12 | Longitudinal
9 | CE | 1 | Dynamic Strain - Tokyo Sokki (PML-60) | 1993-01-01 | 2007-11-17 | 114915.9 | -3.86 | 1.68 | Longitudinal
9 | CE | 2 | Dynamic Strain - Tokyo Sokki (PML-60) | 1993-01-01 | 2007-11-17 | 114915.35 | -6.85 | 1.32 | Longitudinal
9 | CE | 3 | Dynamic Strain - Tokyo Sokki (PML-60) | 1993-01-01 | 2007-11-17 | 114914.79 | -9.91 | 1.44 | Longitudinal
9 | CE | 4 | Dynamic Strain - Tokyo Sokki (PML-60) | 1993-01-01 | 2007-11-17 | 114914.71 | -10.86 | 1.32 | Longitudinal
9 | CE | 5 | Dynamic Strain - Tokyo Sokki (PML-60) | 1993-01-01 | 2007-11-17 | 114915.9 | -3.86 | 6.6 | Transverse
9 | CE | 6 | Dynamic Strain - Tokyo Sokki (PML-60) | 1993-01-01 | 2007-11-17 | 114915.35 | -6.85 | 6 | Transverse
9 | CE | 7 | Dynamic Strain - Tokyo Sokki (PML-60) | 1993-01-01 |  | 114914.79 | -9.91 | 6.36 | Transverse
9 | CE | 8 | Dynamic Strain - Tokyo Sokki (PML-60) | 1993-01-01 | 2007-11-17 | 114914.71 | -10.86 | 6.24 | Transverse
9 | CE | 9 | Dynamic Strain - Tokyo Sokki (PML-60) | 1993-01-01 |  | 114921.89 | -3.8 | 1.92 | Longitudinal
9 | CE | 10 | Dynamic Strain - Tokyo Sokki (PML-60) | 1993-01-01 | 2007-11-17 | 114920.84 | -9.86 | 1.44 | Longitudinal
9 | CE | 11 | Dynamic Strain - Tokyo Sokki (PML-60) | 1993-01-01 | 2007-11-17 | 114920.71 | -10.84 | 1.56 | Longitudinal
9 | CE | 12 | Dynamic Strain - Tokyo Sokki (PML-60) | 1993-01-01 | 2007-11-17 | 114921.89 | -3.8 | 6.84 | Transverse
9 | CE | 13 | Dynamic Strain - Tokyo Sokki (PML-60) | 1993-01-01 | 2007-11-17 | 114920.84 | -9.86 | 6.36 | Transverse
9 | CE | 14 | Dynamic Strain - Tokyo Sokki (PML-60) | 1993-01-01 | 2007-11-17 | 114920.71 | -10.84 | 6.48 | Transverse
9 | CE | 15 | Dynamic Strain - Tokyo Sokki (PML-60) | 1993-01-01 | 2007-11-17 | 114927.85 | -3.84 | 1.8 | Longitudinal
9 | CE | 16 | Dynamic Strain - Tokyo Sokki (PML-60) | 1993-01-01 | 2007-11-17 | 114927.36 | -6.87 | 1.44 | Longitudinal
9 | CE | 17 | Dynamic Strain - Tokyo Sokki (PML-60) | 1993-01-01 | 2007-11-17 | 114926.82 | -9.88 | 1.68 | Longitudinal
9 | CE | 18 | Dynamic Strain - Tokyo Sokki (PML-60) | 1993-01-01 | 2007-11-17 | 114926.66 | -10.85 | 1.44 | Longitudinal
9 | CE | 19 | Dynamic Strain - Tokyo Sokki (PML-60) | 1993-01-01 | 2007-11-17 | 114927.85 | -3.84 | 6.72 | Transverse
9 | CE | 20 | Dynamic Strain - Tokyo Sokki (PML-60) | 1993-01-01 | 2007-11-17 | 114927.36 | -6.87 | 6.24 | Transverse
9 | CE | 21 | Dynamic Strain - Tokyo Sokki (PML-60) | 1993-01-01 | 2007-11-17 | 114926.82 | -9.88 | 6.48 | Transverse
9 | CE | 22 | Dynamic Strain - Tokyo Sokki (PML-60) | 1993-01-01 | 2007-11-17 | 114926.66 | -10.85 | 6.24 | Transverse
9 | CE | 23 | Dynamic Strain - Tokyo Sokki (PML-60) | 1993-01-01 | 2007-11-17 | 114932.13 | 3.87 | 1.2 | Longitudinal
9 | CE | 24 | Dynamic Strain - Tokyo Sokki (PML-60) | 1993-01-01 | 2007-11-17 | 114932.63 | 6.82 | 1.44 | Longitudinal
9 | CE | 25 | Dynamic Strain - Tokyo Sokki (PML-60) | 1993-01-01 |  | 114933.15 | 9.83 | 1.08 | Longitudinal
9 | CE | 26 | Dynamic Strain - Tokyo Sokki (PML-60) | 1993-01-01 | 2007-11-17 | 114932.13 | 3.87 | 6.12 | Transverse
9 | CE | 27 | Dynamic Strain - Tokyo Sokki (PML-60) | 1993-01-01 | 2007-11-17 | 114932.63 | 6.82 | 6.36 | Transverse
9 | CE | 28 | Dynamic Strain - Tokyo Sokki (PML-60) | 1993-01-01 | 2007-11-17 | 114933.15 | 9.83 | 6 | Transverse
9 | CE | 29 | Dynamic Strain - Tokyo Sokki (PML-60) | 1993-01-01 | 2007-11-17 | 114938.08 | 3.81 | 1.44 | Longitudinal
9 | CE | 30 | Dynamic Strain - Tokyo Sokki (PML-60) | 1993-01-01 | 2007-11-17 | 114939.11 | 9.83 | 1.2 | Longitudinal
9 | CE | 31 | Dynamic Strain - Tokyo Sokki (PML-60) | 1993-01-01 | 2007-11-17 | 114938.08 | 3.81 | 6.36 | Transverse
9 | CE | 32 | Dynamic Strain - Tokyo Sokki (PML-60) | 1993-01-01 | 2007-11-17 | 114939.11 | 9.83 | 6.12 | Transverse
9 | CE | 33 | Dynamic Strain - Tokyo Sokki (PML-60) | 1993-01-01 | 2007-11-17 | 114944.14 | 3.84 | 1.2 | Longitudinal
9 | CE | 34 | Dynamic Strain - Tokyo Sokki (PML-60) | 1993-01-01 | 2007-11-17 | 114944.58 | 6.81 | 1.32 | Longitudinal
9 | CE | 35 | Dynamic Strain - Tokyo Sokki (PML-60) | 1993-01-01 | 2007-11-17 | 114945.15 | 9.86 | 0.96 | Longitudinal
9 | CE | 36 | Dynamic Strain - Tokyo Sokki (PML-60) | 1993-01-01 | 2007-11-17 | 114944.14 | 3.84 | 6.12 | Transverse
9 | CE | 37 | Dynamic Strain - Tokyo Sokki (PML-60) | 1993-01-01 | 2007-11-17 | 114944.58 | 6.81 | 6.24 | Transverse
9 | CE | 38 | Dynamic Strain - Tokyo Sokki (PML-60) | 1993-01-01 | 2007-11-17 | 114945.15 | 9.86 | 5.88 | Transverse
9 | CE | 39 | Dynamic Strain - Tokyo Sokki (PML-60) | 1993-01-01 |  | 114921.93 | -9.91 | 0.12
9 | CE | 40 | Dynamic Strain - Tokyo Sokki (PML-60) | 1993-01-01 |  | 114921.93 | -9.91 | 0.96
9 | CE | 41 | Dynamic Strain - Tokyo Sokki (PML-60) | 1993-01-01 |  | 114921.93 | -9.91 | 6.96
9 | DT | 1 | Linear Variable Differential Transducer | 1993-01-01 | 2007-11-17 | 114958.44 | -3.87 | 3
9 | DT | 2 | Linear Variable Differential Transducer | 1993-01-01 | 2007-11-17 | 114957.49 | -9.88 | 3
9 | DT | 3 | Linear Variable Differential Transducer | 1993-01-01 | 2007-11-17 | 114960.39 | -3.88 | 3
9 | DT | 4 | Linear Variable Differential Transducer | 1993-01-01 | 2007-11-17 | 114959.45 | -9.92 | 3
9 | FW | 1 | Concrete Vibrating Wire Strain Gauge [low modulus] (frequency) | 1993-01-01 | 2007-11-17 | 114916.7 | 1.5 | 1.2 | Transverse
9 | FW | 2 | Concrete Vibrating Wire Strain Gauge [low modulus] (frequency) | 1993-01-01 | 2007-11-17 | 114917.5 | 6 | 0.84 | Transverse
9 | FW | 3 | Concrete Vibrating Wire Strain Gauge [low modulus] (frequency) | 1993-01-01 | 2007-11-17 | 114918.2 | 10.48 | 0.84 | Transverse
9 | FW | 4 | Concrete Vibrating Wire Strain Gauge [low modulus] (frequency) | 1993-01-01 | 2007-11-17 | 114916.7 | 1.5 | 6 | Longitudinal
9 | FW | 5 | Concrete Vibrating Wire Strain Gauge [low modulus] (frequency) | 1993-01-01 | 2007-11-17 | 114917.5 | 6 | 5.76 | Longitudinal
9 | FW | 6 | Concrete Vibrating Wire Strain Gauge [low modulus] (frequency) | 1993-01-01 | 2007-11-17 | 114918.2 | 10.48 | 5.76 | Longitudinal
9 | FW | 7 | Concrete Vibrating Wire Strain Gauge [low modulus] (frequency) | 1993-01-01 | 2007-11-17 | 114922.7 | 1.52 | 1.44 | Transverse
9 | FW | 8 | Concrete Vibrating Wire Strain Gauge [low modulus] (frequency) | 1993-01-01 | 2007-11-17 | 114923.5 | 6 | 1.32 | Transverse
9 | FW | 9 | Concrete Vibrating Wire Strain Gauge [low modulus] (frequency) | 1993-01-01 | 2007-11-17 | 114924.2 | 10.49 | 1.08 | Transverse
9 | FW | 10 | Concrete Vibrating Wire Strain Gauge [low modulus] (frequency) | 1993-01-01 | 2007-11-17 | 114922.7 | 1.52 | 6.48 | Longitudinal
9 | FW | 11 | Concrete Vibrating Wire Strain Gauge [low modulus] (frequency) | 1993-01-01 |  | 114923.5 | 6 | 6.24 | Longitudinal
9 | FW | 12 | Concrete Vibrating Wire Strain Gauge [low modulus] (frequency) | 1993-01-01 | 2007-11-17 | 114924.2 | 10.49 | 6 | Longitudinal
9 | FW | 13 | Concrete Vibrating Wire Strain Gauge [low modulus] (frequency) | 1993-01-01 | 2007-11-17 | 114928.7 | 1.53 | 1.44 | Transverse
9 | FW | 14 | Concrete Vibrating Wire Strain Gauge [low modulus] (frequency) | 1993-01-01 | 2007-11-17 | 114929.5 | 5.99 | 1.08 | Transverse
9 | FW | 15 | Concrete Vibrating Wire Strain Gauge [low modulus] (frequency) | 1993-01-01 | 2007-11-17 | 114930.2 | 10.53 | 0.84 | Transverse
9 | FW | 16 | Concrete Vibrating Wire Strain Gauge [low modulus] (frequency) | 1993-01-01 | 2007-11-17 | 114928.7 | 1.53 | 6.48 | Longitudinal
9 | FW | 17 | Concrete Vibrating Wire Strain Gauge [low modulus] (frequency) | 1993-01-01 | 2007-11-17 | 114929.5 | 5.99 | 6.12 | Longitudinal
9 | FW | 18 | Concrete Vibrating Wire Strain Gauge [low modulus] (frequency) | 1993-01-01 | 2007-11-17 | 114930.2 | 10.53 | 5.88 | Longitudinal
9 | HC | 1 | Horizonal Clip Gauge - Tokyo Sokki (PI-5S-50/150) | 1993-01-01 | 2007-11-17 | 114914.46 | -3.83 | 2.04
9 | HC | 2 | Horizonal Clip Gauge - Tokyo Sokki (PI-5S-50/150) | 1993-01-01 | 2007-11-17 | 114913.47 | -9.82 | 2.04
9 | HC | 3 | Horizonal Clip Gauge - Tokyo Sokki (PI-5S-50/150) | 1993-01-01 | 2007-11-17 | 114945.75 | 3.77 | 2.04
9 | HC | 4 | Horizonal Clip Gauge - Tokyo Sokki (PI-5S-50/150) | 1993-01-01 | 2007-11-17 | 114946.8 | 9.65 | 2.04
9 | NP | 1 | Neutron Probe | 1993-01-01 | 2007-11-17 | 114949.97 | -5.88 | 0.24
9 | OS | 1 | MnROAD Open Stand Pipe | 1993-01-01 |  | 114961.9 | -24.49 | 180
9 | PG | 1 | Dynamic Normal Pressure Gauge - Geokon 3500 | 1993-01-01 |  | 114900.79 | -3.77 | 12.6
9 | PG | 2 | Dynamic Normal Pressure Gauge - Geokon 3500 | 1993-01-01 | 2007-11-17 | 114899.78 | -9.76 | 12.6
9 | PG | 3 | Dynamic Normal Pressure Gauge - Geokon 3500 | 1993-01-01 | 2007-11-17 | 114903.6 | -6.02 | 12.48
9 | PG | 4 | Dynamic Normal Pressure Gauge - Geokon 3500 | 1993-01-01 |  | 114906.94 | -3.78 | 12.12
9 | PG | 5 | Dynamic Normal Pressure Gauge - Geokon 3500 | 1993-01-01 | 2007-11-17 | 114905.72 | -9.81 | 12.6
9 | PG | 6 | Dynamic Normal Pressure Gauge - Geokon 3500 | 1993-01-01 |  | 114909.48 | -5.97 | 12.24
9 | PG | 7 | Dynamic Normal Pressure Gauge - Geokon 3500 | 1993-01-01 |  | 114912.89 | -3.78 | 12.36
9 | PG | 8 | Dynamic Normal Pressure Gauge - Geokon 3500 | 1993-01-01 |  | 114911.79 | -9.86 | 12.48
9 | RP | 1 | Resistivity Probe | 1993-01-01 | 2007-11-17 | 114938.76 | -9.83 | 16.44
9 | RW | 1 | Concrete Vibrating Wire Strain Gauge [low modulus] (resistance) | 1993-01-01 | 2007-11-17 | 114916.7 | 1.5 | 1.2 | Transverse
9 | RW | 2 | Concrete Vibrating Wire Strain Gauge [low modulus] (resistance) | 1993-01-01 | 2007-11-17 | 114917.5 | 6 | 0.84 | Transverse
9 | RW | 3 | Concrete Vibrating Wire Strain Gauge [low modulus] (resistance) | 1993-01-01 | 2007-11-17 | 114918.2 | 10.48 | 0.84 | Transverse
9 | RW | 4 | Concrete Vibrating Wire Strain Gauge [low modulus] (resistance) | 1993-01-01 | 2007-11-17 | 114916.7 | 1.5 | 6 | Longitudinal
9 | RW | 5 | Concrete Vibrating Wire Strain Gauge [low modulus] (resistance) | 1993-01-01 | 2007-11-17 | 114917.5 | 6 | 5.76 | Longitudinal
9 | RW | 6 | Concrete Vibrating Wire Strain Gauge [low modulus] (resistance) | 1993-01-01 | 2007-11-17 | 114918.2 | 10.48 | 5.76 | Longitudinal
9 | RW | 7 | Concrete Vibrating Wire Strain Gauge [low modulus] (resistance) | 1993-01-01 | 2007-11-17 | 114922.7 | 1.52 | 1.44 | Transverse
9 | RW | 8 | Concrete Vibrating Wire Strain Gauge [low modulus] (resistance) | 1993-01-01 | 2007-11-17 | 114923.5 | 6 | 1.32 | Transverse
9 | RW | 9 | Concrete Vibrating Wire Strain Gauge [low modulus] (resistance) | 1993-01-01 | 2007-11-17 | 114924.2 | 10.49 | 1.08 | Transverse
9 | RW | 10 | Concrete Vibrating Wire Strain Gauge [low modulus] (resistance) | 1993-01-01 | 2007-11-17 | 114922.7 | 1.52 | 6.48 | Longitudinal
9 | RW | 11 | Concrete Vibrating Wire Strain Gauge [low modulus] (resistance) | 1993-01-01 |  | 114923.5 | 6 | 6.24 | Longitudinal
9 | RW | 12 | Concrete Vibrating Wire Strain Gauge [low modulus] (resistance) | 1993-01-01 | 2007-11-17 | 114924.2 | 10.49 | 6 | Longitudinal
9 | RW | 13 | Concrete Vibrating Wire Strain Gauge [low modulus] (resistance) | 1993-01-01 | 2007-11-17 | 114928.7 | 1.53 | 1.44 | Transverse
9 | RW | 14 | Concrete Vibrating Wire Strain Gauge [low modulus] (resistance) | 1993-01-01 | 2007-11-17 | 114929.5 | 5.99 | 1.08 | Transverse
9 | RW | 15 | Concrete Vibrating Wire Strain Gauge [low modulus] (resistance) | 1993-01-01 | 2007-11-17 | 114930.2 | 10.53 | 0.84 | Transverse
9 | RW | 16 | Concrete Vibrating Wire Strain Gauge [low modulus] (resistance) | 1993-01-01 | 2007-11-17 | 114928.7 | 1.53 | 6.48 | Longitudinal
9 | RW | 17 | Concrete Vibrating Wire Strain Gauge [low modulus] (resistance) | 1993-01-01 | 2007-11-17 | 114929.5 | 5.99 | 6.12 | Longitudinal
9 | RW | 18 | Concrete Vibrating Wire Strain Gauge [low modulus] (resistance) | 1993-01-01 | 2007-11-17 | 114930.2 | 10.53 | 5.88 | Longitudinal
9 | TB | 1 | Tipping Bucket | 1993-01-01 |  | 114795.21 | -33.9 | 0
9 | TB | 2 | Tipping Bucket | 1993-01-01 |  | 114794.79 | 39.5 | 0
9 | TC | 1 | MnROAD Thermal Couple Tree - Omega | 1993-01-01 |  | 114938.16 | -9.88 | 1.2
9 | TC | 2 | MnROAD Thermal Couple Tree - Omega | 1993-01-01 |  | 114938.16 | -9.88 | 2.16
9 | TC | 3 | MnROAD Thermal Couple Tree - Omega | 1993-01-01 |  | 114938.16 | -9.88 | 3.96
9 | TC | 4 | MnROAD Thermal Couple Tree - Omega | 1993-01-01 |  | 114938.16 | -9.88 | 8.28
9 | TC | 5 | MnROAD Thermal Couple Tree - Omega | 1993-01-01 |  | 114938.16 | -9.88 | 10.92
9 | TC | 6 | MnROAD Thermal Couple Tree - Omega | 1993-01-01 |  | 114938.16 | -9.88 | 13.56
9 | TC | 7 | MnROAD Thermal Couple Tree - Omega | 1993-01-01 |  | 114938.16 | -9.88 | 18.72
9 | TC | 8 | MnROAD Thermal Couple Tree - Omega | 1993-01-01 |  | 114938.16 | -9.88 | 24.72
9 | TC | 9 | MnROAD Thermal Couple Tree - Omega | 1993-01-01 |  | 114938.16 | -9.88 | 36.72
9 | TC | 10 | MnROAD Thermal Couple Tree - Omega | 1993-01-01 |  | 114938.16 | -9.88 | 48.72
9 | TC | 11 | MnROAD Thermal Couple Tree - Omega | 1993-01-01 |  | 114938.16 | -9.88 | 60.72
9 | TC | 12 | MnROAD Thermal Couple Tree - Omega | 1993-01-01 |  | 114938.16 | -9.88 | 96.72
9 | TD | 1 | Time Domain Reflectometer | 1993-01-01 |  | 114940.69 | -10.02 | 15
9 | TD | 2 | Time Domain Reflectometer | 1993-01-01 |  | 114940.69 | -10.02 | 19.56
9 | TD | 3 | Time Domain Reflectometer | 1993-01-01 |  | 114940.69 | -10.02 | 25.56
9 | TD | 4 | Time Domain Reflectometer | 1993-01-01 |  | 114940.69 | -10.02 | 37.56
9 | TD | 5 | Time Domain Reflectometer | 1993-01-01 |  | 114940.69 | -10.02 | 49.56
9 | TD | 6 | Time Domain Reflectometer | 1993-01-01 |  | 114940.69 | -10.02 | 61.56
9 | TD | 7 | Time Domain Reflectometer | 1993-01-01 |  | 114940.69 | -10.02 | 97.56
9 | VW | 1 | Concrete Vibrating Wire Strain Gauge [low modulus] | 1993-01-01 | 2007-11-17 | 114916.71 | 1.5 | 1.2 | Transverse
9 | VW | 2 | Concrete Vibrating Wire Strain Gauge [low modulus] | 1993-01-01 | 2007-11-17 | 114917.51 | 6 | 0.84 | Transverse
9 | VW | 3 | Concrete Vibrating Wire Strain Gauge [low modulus] | 1993-01-01 | 2007-11-17 | 114918.23 | 10.48 | 0.84 | Transverse
9 | VW | 4 | Concrete Vibrating Wire Strain Gauge [low modulus] | 1993-01-01 | 2007-11-17 | 114916.71 | 1.5 | 6 | Longitudinal
9 | VW | 5 | Concrete Vibrating Wire Strain Gauge [low modulus] | 1993-01-01 | 2007-11-17 | 114917.51 | 6 | 5.76 | Longitudinal
9 | VW | 6 | Concrete Vibrating Wire Strain Gauge [low modulus] | 1993-01-01 | 2007-11-17 | 114918.23 | 10.48 | 5.76 | Longitudinal
9 | VW | 7 | Concrete Vibrating Wire Strain Gauge [low modulus] | 1993-01-01 | 2007-11-17 | 114922.72 | 1.52 | 1.44 | Transverse
9 | VW | 8 | Concrete Vibrating Wire Strain Gauge [low modulus] | 1993-01-01 | 2007-11-17 | 114923.46 | 6 | 1.32 | Transverse
9 | VW | 9 | Concrete Vibrating Wire Strain Gauge [low modulus] | 1993-01-01 | 2007-11-17 | 114924.2 | 10.49 | 1.08 | Transverse
9 | VW | 10 | Concrete Vibrating Wire Strain Gauge [low modulus] | 1993-01-01 | 2007-11-17 | 114922.72 | 1.52 | 6.48 | Longitudinal
9 | VW | 11 | Concrete Vibrating Wire Strain Gauge [low modulus] | 1993-01-01 |  | 114923.46 | 6 | 6.24 | Longitudinal
9 | VW | 12 | Concrete Vibrating Wire Strain Gauge [low modulus] | 1993-01-01 | 2007-11-17 | 114924.2 | 10.49 | 6 | Longitudinal
9 | VW | 13 | Concrete Vibrating Wire Strain Gauge [low modulus] | 1993-01-01 | 2007-11-17 | 114928.73 | 1.53 | 1.44 | Transverse
9 | VW | 14 | Concrete Vibrating Wire Strain Gauge [low modulus] | 1993-01-01 | 2007-11-17 | 114929.48 | 5.99 | 1.08 | Transverse
9 | VW | 15 | Concrete Vibrating Wire Strain Gauge [low modulus] | 1993-01-01 | 2007-11-17 | 114930.22 | 10.53 | 0.84 | Transverse
9 | VW | 16 | Concrete Vibrating Wire Strain Gauge [low modulus] | 1993-01-01 | 2007-11-17 | 114928.73 | 1.53 | 6.48 | Longitudinal
9 | VW | 17 | Concrete Vibrating Wire Strain Gauge [low modulus] | 1993-01-01 | 2007-11-17 | 114929.48 | 5.99 | 6.12 | Longitudinal
9 | VW | 18 | Concrete Vibrating Wire Strain Gauge [low modulus] | 1993-01-01 | 2007-11-17 | 114930.22 | 10.53 | 5.88 | Longitudinal
9 | WM | 1 | Water Mark - Irrometer | 1993-01-01 |  | 114940.69 | -10.02 | 15
9 | WM | 2 | Water Mark - Irrometer | 1993-01-01 |  | 114940.69 | -10.02 | 19.56
9 | WM | 3 | Water Mark - Irrometer | 1993-01-01 |  | 114940.69 | -10.02 | 25.56
9 | WM | 4 | Water Mark - Irrometer | 1993-01-01 |  | 114940.69 | -10.02 | 37.56
9 | WM | 5 | Water Mark - Irrometer | 1993-01-01 |  | 114940.69 | -10.02 | 49.56
9 | WM | 6 | Water Mark - Irrometer | 1993-01-01 |  | 114940.69 | -10.02 | 61.56
9 | WM | 7 | Water Mark - Irrometer | 1993-01-01 |  | 114940.69 | -10.02 | 97.56
9 | XV | 1 | Concrete Vibrating Wire Strain Gauge [low modulus] | 1993-01-01 | 2007-11-17 | 114916.71 | 1.5 | 1.2
9 | XV | 2 | Concrete Vibrating Wire Strain Gauge [low modulus] | 1993-01-01 | 2007-11-17 | 114917.51 | 6 | 0.84
9 | XV | 3 | Concrete Vibrating Wire Strain Gauge [low modulus] | 1993-01-01 | 2007-11-17 | 114918.23 | 10.48 | 0.84
9 | XV | 4 | Concrete Vibrating Wire Strain Gauge [low modulus] | 1993-01-01 | 2007-11-17 | 114916.71 | 1.5 | 6
9 | XV | 5 | Concrete Vibrating Wire Strain Gauge [low modulus] | 1993-01-01 | 2007-11-17 | 114917.51 | 6 | 5.76
9 | XV | 6 | Concrete Vibrating Wire Strain Gauge [low modulus] | 1993-01-01 | 2007-11-17 | 114918.23 | 10.48 | 5.76
9 | XV | 7 | Concrete Vibrating Wire Strain Gauge [low modulus] | 1993-01-01 | 2007-11-17 | 114922.72 | 1.52 | 1.44
9 | XV | 8 | Concrete Vibrating Wire Strain Gauge [low modulus] | 1993-01-01 | 2007-11-17 | 114923.46 | 6 | 1.32
9 | XV | 9 | Concrete Vibrating Wire Strain Gauge [low modulus] | 1993-01-01 | 2007-11-17 | 114924.2 | 10.49 | 1.08
9 | XV | 10 | Concrete Vibrating Wire Strain Gauge [low modulus] | 1993-01-01 | 2007-11-17 | 114922.72 | 1.52 | 6.48
9 | XV | 11 | Concrete Vibrating Wire Strain Gauge [low modulus] | 1993-01-01 | 2007-11-17 | 114923.46 | 6 | 6.24
9 | XV | 12 | Concrete Vibrating Wire Strain Gauge [low modulus] | 1993-01-01 | 2007-11-17 | 114924.2 | 10.49 | 6
9 | XV | 13 | Concrete Vibrating Wire Strain Gauge [low modulus] | 1993-01-01 | 2007-11-17 | 114928.73 | 1.53 | 1.44
9 | XV | 14 | Concrete Vibrating Wire Strain Gauge [low modulus] | 1993-01-01 | 2007-11-17 | 114929.48 | 5.99 | 1.08
9 | XV | 15 | Concrete Vibrating Wire Strain Gauge [low modulus] | 1993-01-01 | 2007-11-17 | 114930.22 | 10.53 | 0.84
9 | XV | 16 | Concrete Vibrating Wire Strain Gauge [low modulus] | 1993-01-01 | 2007-11-17 | 114928.73 | 1.53 | 6.48
9 | XV | 17 | Concrete Vibrating Wire Strain Gauge [low modulus] | 1993-01-01 | 2007-11-17 | 114929.48 | 5.99 | 6.12
9 | XV | 18 | Concrete Vibrating Wire Strain Gauge [low modulus] | 1993-01-01 | 2007-11-17 | 114930.22 | 10.53 | 5.88
10 | CD | 1 | Concrete Embedment Strain Gauge | 1993-06-13 | 2007-11-17 | 117076.88 | -3.88 | 1.32 | Longitudinal
10 | CD | 2 | Concrete Embedment Strain Gauge | 1993-06-13 | 2007-11-17 | 117076.35 | -6.8 | 0.6 | Longitudinal
10 | CD | 3 | Concrete Embedment Strain Gauge | 1993-06-13 | 2007-11-17 | 117075.81 | -9.87 | 0.96 | Longitudinal
10 | CD | 4 | Concrete Embedment Strain Gauge | 1993-06-13 | 2007-11-17 | 117076.88 | -3.88 | 8.88 | Longitudinal
10 | CD | 5 | Concrete Embedment Strain Gauge | 1993-06-13 | 2007-11-17 | 117076.35 | -6.8 | 8.64 | Longitudinal
10 | CD | 6 | Concrete Embedment Strain Gauge | 1993-06-13 | 2007-11-17 | 117075.81 | -9.87 | 9 | Longitudinal
10 | CD | 7 | Concrete Embedment Strain Gauge | 1993-06-13 | 2007-11-17 | 117085.32 | -3.84 | 0.84 | Longitudinal
10 | CD | 8 | Concrete Embedment Strain Gauge | 1993-06-13 | 2007-11-17 | 117084.35 | -9.83 | 0.72 | Longitudinal
10 | CD | 9 | Concrete Embedment Strain Gauge | 1993-06-13 | 2007-11-17 | 117085.32 | -3.84 | 8.76 | Longitudinal
10 | CD | 10 | Concrete Embedment Strain Gauge | 1993-06-13 | 2007-11-17 | 117084.35 | -9.83 | 8.64 | Longitudinal
10 | CD | 11 | Concrete Embedment Strain Gauge | 1993-06-13 | 2007-11-17 | 117093.86 | -3.86 | 1.2 | Longitudinal
10 | CD | 12 | Concrete Embedment Strain Gauge | 1993-06-13 | 2007-11-17 | 117093.34 | -6.85 | 0.84 | Longitudinal
10 | CD | 13 | Concrete Embedment Strain Gauge | 1993-06-13 | 2007-11-17 | 117092.83 | -9.86 | 0.84 | Longitudinal
10 | CD | 14 | Concrete Embedment Strain Gauge | 1993-06-13 | 2007-11-17 | 117093.86 | -3.86 | 8.88 | Longitudinal
10 | CD | 15 | Concrete Embedment Strain Gauge | 1993-06-13 | 2007-11-17 | 117093.34 | -6.85 | 9.12 | Longitudinal
10 | CD | 16 | Concrete Embedment Strain Gauge | 1993-06-13 | 2007-11-17 | 117092.83 | -9.86 | 9 | Longitudinal
10 | CE | 1 | Dynamic Strain - Tokyo Sokki (PML-60) | 1993-06-13 | 2007-11-17 | 117056.91 | -3.81 | 1.32 | Transverse
10 | CE | 2 | Dynamic Strain - Tokyo Sokki (PML-60) | 1993-06-13 | 2007-11-17 | 117056.28 | -6.85 | 1.32 | Transverse
10 | CE | 3 | Dynamic Strain - Tokyo Sokki (PML-60) | 1993-06-13 | 2007-11-17 | 117055.88 | -9.81 | 1.2 | Transverse
10 | CE | 4 | Dynamic Strain - Tokyo Sokki (PML-60) | 1993-06-13 | 2007-11-17 | 117055.75 | -10.87 | 1.08 | Transverse
10 | CE | 5 | Dynamic Strain - Tokyo Sokki (PML-60) | 1993-06-13 | 2007-11-17 | 117056.91 | -3.81 | 9.12 | Longitudinal
10 | CE | 6 | Dynamic Strain - Tokyo Sokki (PML-60) | 1993-06-13 | 2007-11-17 | 117056.28 | -6.85 | 9 | Longitudinal
10 | CE | 7 | Dynamic Strain - Tokyo Sokki (PML-60) | 1993-06-13 | 2007-11-17 | 117055.88 | -9.81 | 9 | Longitudinal
10 | CE | 8 | Dynamic Strain - Tokyo Sokki (PML-60) | 1993-06-13 | 2007-11-17 | 117055.75 | -10.87 | 8.88 | Longitudinal
10 | CE | 9 | Dynamic Strain - Tokyo Sokki (PML-60) | 1993-06-13 | 2007-11-17 | 117065.37 | -3.85 | 1.56 | Transverse
10 | CE | 10 | Dynamic Strain - Tokyo Sokki (PML-60) | 1993-06-13 | 2007-11-17 | 117064.32 | -9.81 | 1.44 | Transverse
10 | CE | 11 | Dynamic Strain - Tokyo Sokki (PML-60) | 1993-06-13 | 2007-11-17 | 117064.17 | -10.9 | 1.32 | Transverse
10 | CE | 12 | Dynamic Strain - Tokyo Sokki (PML-60) | 1993-06-13 | 2007-11-17 | 117065.37 | -3.85 | 9.36 | Longitudinal
10 | CE | 13 | Dynamic Strain - Tokyo Sokki (PML-60) | 1993-06-13 | 2007-11-17 | 117064.32 | -9.81 | 9.24 | Longitudinal
10 | CE | 14 | Dynamic Strain - Tokyo Sokki (PML-60) | 1993-06-13 | 2007-11-17 | 117064.17 | -10.9 | 9.12 | Longitudinal
10 | CE | 15 | Dynamic Strain - Tokyo Sokki (PML-60) | 1993-06-13 | 2007-11-17 | 117073.82 | -3.73 | 1.44 | Transverse
10 | CE | 16 | Dynamic Strain - Tokyo Sokki (PML-60) | 1993-06-13 | 2007-11-17 | 117073.34 | -6.82 | 1.08 | Transverse
10 | CE | 17 | Dynamic Strain - Tokyo Sokki (PML-60) | 1993-06-13 | 2007-11-17 | 117072.8 | -9.83 | 1.32 | Transverse
10 | CE | 18 | Dynamic Strain - Tokyo Sokki (PML-60) | 1993-06-13 | 2007-11-17 | 117072.66 | -10.87 | 1.2 | Transverse
10 | CE | 19 | Dynamic Strain - Tokyo Sokki (PML-60) | 1993-06-13 | 2007-11-17 | 117073.82 | -3.73 | 9.12 | Longitudinal
10 | CE | 20 | Dynamic Strain - Tokyo Sokki (PML-60) | 1993-06-13 | 2007-11-17 | 117073.34 | -6.82 | 9.12 | Longitudinal
10 | CE | 21 | Dynamic Strain - Tokyo Sokki (PML-60) | 1993-06-13 | 2007-11-17 | 117072.8 | -9.83 | 9 | Longitudinal
10 | CE | 22 | Dynamic Strain - Tokyo Sokki (PML-60) | 1993-06-13 | 2007-11-17 | 117072.66 | -10.87 | 8.88 | Longitudinal
10 | CE | 23 | Dynamic Strain - Tokyo Sokki (PML-60) | 1993-06-13 | 2007-11-17 | 117078.12 | 3.85 | 1.32 | Transverse
10 | CE | 24 | Dynamic Strain - Tokyo Sokki (PML-60) | 1993-06-13 | 2007-11-17 | 117078.55 | 6.88 | 1.08 | Transverse
10 | CE | 25 | Dynamic Strain - Tokyo Sokki (PML-60) | 1993-06-13 | 2007-11-17 | 117079.12 | 9.81 | 0.96 | Transverse
10 | CE | 26 | Dynamic Strain - Tokyo Sokki (PML-60) | 1993-06-13 | 2007-11-17 | 117078.12 | 3.85 | 9.12 | Longitudinal
10 | CE | 27 | Dynamic Strain - Tokyo Sokki (PML-60) | 1993-06-13 | 2007-11-17 | 117078.55 | 6.88 | 8.76 | Longitudinal
10 | CE | 28 | Dynamic Strain - Tokyo Sokki (PML-60) | 1993-06-13 | 2007-11-17 | 117079.12 | 9.81 | 8.76 | Longitudinal
10 | CE | 29 | Dynamic Strain - Tokyo Sokki (PML-60) | 1993-06-13 | 2007-11-17 | 117086.59 | 3.82 | 1.2 | Transverse
10 | CE | 30 | Dynamic Strain - Tokyo Sokki (PML-60) | 1993-06-13 | 2007-11-17 | 117087.63 | 9.85 | 1.32 | Transverse
10 | CE | 31 | Dynamic Strain - Tokyo Sokki (PML-60) | 1993-06-13 | 2007-11-17 | 117086.59 | 3.82 | 8.76 | Longitudinal
10 | CE | 32 | Dynamic Strain - Tokyo Sokki (PML-60) | 1993-06-13 | 2007-11-17 | 117087.63 | 9.85 | 9.12 | Longitudinal
10 | CE | 33 | Dynamic Strain - Tokyo Sokki (PML-60) | 1993-06-13 | 2007-11-17 | 117095.14 | 3.89 | 1.44 | Transverse
10 | CE | 34 | Dynamic Strain - Tokyo Sokki (PML-60) | 1993-06-13 | 2007-11-17 | 117095.54 | 6.8 | 1.08 | Transverse
10 | CE | 35 | Dynamic Strain - Tokyo Sokki (PML-60) | 1993-06-13 | 2007-11-17 | 117096.06 | 9.84 | 1.44 | Transverse
10 | CE | 36 | Dynamic Strain - Tokyo Sokki (PML-60) | 1993-06-13 | 2007-11-17 | 117095.14 | 3.89 | 9.12 | Longitudinal
10 | CE | 37 | Dynamic Strain - Tokyo Sokki (PML-60) | 1993-06-13 | 2007-11-17 | 117095.54 | 6.8 | 8.88 | Longitudinal
10 | CE | 38 | Dynamic Strain - Tokyo Sokki (PML-60) | 1993-06-13 | 2007-11-17 | 117096.06 | 9.84 | 9.12 | Longitudinal
10 | DT | 1 | Linear Variable Differential Transducer | 1993-06-13 | 2007-11-17 | 117034.45 | -3.84 | 3
10 | DT | 2 | Linear Variable Differential Transducer | 1993-06-13 | 2007-11-17 | 117033.27 | -9.77 | 3
10 | DT | 3 | Linear Variable Differential Transducer | 1993-06-13 | 2007-11-17 | 117036.32 | -3.81 | 3
10 | DT | 4 | Linear Variable Differential Transducer | 1993-06-13 | 2007-11-17 | 117035.34 | -9.83 | 3
10 | FW | 1 | Concrete Vibrating Wire Strain Gauge [low modulus] (frequency) | 1993-06-13 | 2007-11-17 | 117057.7 | 1.5 | 1.32 | Longitudinal
10 | FW | 2 | Concrete Vibrating Wire Strain Gauge [low modulus] (frequency) | 1993-06-13 | 2007-11-17 | 117058.2 | 4.96 | 1.08 | Longitudinal
10 | FW | 3 | Concrete Vibrating Wire Strain Gauge [low modulus] (frequency) | 1993-06-13 | 2007-11-17 | 117059.3 | 10.49 | 1.08 | Longitudinal
10 | FW | 4 | Concrete Vibrating Wire Strain Gauge [low modulus] (frequency) | 1993-06-13 | 2007-11-17 | 117057.7 | 1.5 | 8.88 | Longitudinal
10 | FW | 5 | Concrete Vibrating Wire Strain Gauge [low modulus] (frequency) | 1993-06-13 | 2007-11-17 | 117058.2 | 4.96 | 8.52 | Longitudinal
10 | FW | 6 | Concrete Vibrating Wire Strain Gauge [low modulus] (frequency) | 1993-06-13 | 2007-11-17 | 117059.3 | 10.49 | 8.52 | Longitudinal
10 | FW | 7 | Concrete Vibrating Wire Strain Gauge [low modulus] (frequency) | 1993-06-13 | 2007-11-17 | 117066.2 | 1.51 | 1.56 | Longitudinal
10 | FW | 8 | Concrete Vibrating Wire Strain Gauge [low modulus] (frequency) | 1993-06-13 | 2007-11-17 | 117066.8 | 5 | 1.2 | Longitudinal
10 | FW | 9 | Concrete Vibrating Wire Strain Gauge [low modulus] (frequency) | 1993-06-13 | 2007-11-17 | 117067.7 | 10.49 | 1.08 | Longitudinal
10 | FW | 10 | Concrete Vibrating Wire Strain Gauge [low modulus] (frequency) | 1993-06-13 | 2007-11-17 | 117066.2 | 1.51 | 8.76 | Longitudinal
10 | FW | 11 | Concrete Vibrating Wire Strain Gauge [low modulus] (frequency) | 1993-06-13 | 2007-11-17 | 117066.8 | 5 | 8.4 | Longitudinal
10 | FW | 12 | Concrete Vibrating Wire Strain Gauge [low modulus] (frequency) | 1993-06-13 | 2007-11-17 | 117067.7 | 10.49 | 8.52 | Longitudinal
10 | FW | 13 | Concrete Vibrating Wire Strain Gauge [low modulus] (frequency) | 1993-06-13 | 2007-11-17 | 117074.8 | 1.52 | 1.08 | Longitudinal
10 | FW | 14 | Concrete Vibrating Wire Strain Gauge [low modulus] (frequency) | 1993-06-13 | 2007-11-17 | 117075.3 | 5 | 0.84 | Longitudinal
10 | FW | 15 | Concrete Vibrating Wire Strain Gauge [low modulus] (frequency) | 1993-06-13 | 2007-11-17 | 117076.2 | 10.53 | 1.2 | Longitudinal
10 | FW | 16 | Concrete Vibrating Wire Strain Gauge [low modulus] (frequency) | 1993-06-13 | 2007-11-17 | 117074.8 | 1.52 | 8.76 | Longitudinal
10 | FW | 17 | Concrete Vibrating Wire Strain Gauge [low modulus] (frequency) | 1993-06-13 | 2007-11-17 | 117075.3 | 5 | 8.52 | Longitudinal
10 | FW | 18 | Concrete Vibrating Wire Strain Gauge [low modulus] (frequency) | 1993-06-13 | 2007-11-17 | 117076.2 | 10.53 | 8.28 | Longitudinal
10 | HC | 1 | Horizonal Clip Gauge - Tokyo Sokki (PI-5S-50/150) | 1993-06-13 | 2007-11-17 | 117055.41 | -3.83 | 2.04
10 | HC | 2 | Horizonal Clip Gauge - Tokyo Sokki (PI-5S-50/150) | 1993-06-13 | 2007-11-17 | 117054.34 | -10.01 | 2.04
10 | HC | 3 | Horizonal Clip Gauge - Tokyo Sokki (PI-5S-50/150) | 1993-06-13 | 2007-11-17 | 117096.76 | 3.82 | 2.04
10 | HC | 4 | Horizonal Clip Gauge - Tokyo Sokki (PI-5S-50/150) | 1993-06-13 | 2007-11-17 | 117097.77 | 9.89 | 2.04
10 | NP | 1 | Neutron Probe | 1993-06-15 | 2007-11-17 | 117052.11 | -5.93 | 0
10 | NP | 2 | Neutron Probe | 1993-07-02 | 2007-11-17 | 117039.6 | -15.98 | 0
10 | OS | 1 | MnROAD Open Stand Pipe | 1993-01-01 | 2010-04-19 | 117039.08 | -24.78 | 180
10 | PG | 1 | Dynamic Normal Pressure Gauge - Geokon 3500 | 1993-06-04 | 2007-11-17 | 117096.83 | -3.83 | 14.52
10 | PG | 2 | Dynamic Normal Pressure Gauge - Geokon 3500 | 1993-06-04 | 2007-11-17 | 117095.83 | -9.89 | 14.16
10 | PG | 3 | Dynamic Normal Pressure Gauge - Geokon 3500 | 1993-06-04 | 2007-11-17 | 117100.02 | -6.04 | 14.16
10 | PG | 4 | Dynamic Normal Pressure Gauge - Geokon 3500 | 1993-06-04 | 2007-11-17 | 117105.41 | -3.8 | 14.88
10 | PG | 5 | Dynamic Normal Pressure Gauge - Geokon 3500 | 1993-06-04 | 2007-11-17 | 117104.28 | -9.84 | 14.04
10 | PG | 6 | Dynamic Normal Pressure Gauge - Geokon 3500 | 1993-06-04 | 2007-11-17 | 117110.06 | -5.98 | 14.4
10 | PG | 7 | Dynamic Normal Pressure Gauge - Geokon 3500 | 1993-06-04 | 2007-11-17 | 117113.86 | -3.85 | 14.04
10 | PG | 8 | Dynamic Normal Pressure Gauge - Geokon 3500 | 1993-06-04 | 2007-11-17 | 117112.87 | -9.82 | 14.04
10 | RP | 1 | Resistivity Probe | 1993-06-04 | 2007-11-17 | 117047.3 | -0.1 | 14.4
10 | RP | 2 | Resistivity Probe | 1993-06-04 | 2007-11-17 | 117045.67 | -9.93 | 14.64
10 | RP | 3 | Resistivity Probe | 1993-06-04 | 2007-11-17 | 117044.72 | -15.96 | 11.52
10 | RP | 4 | Resistivity Probe | 1993-06-04 | 2007-11-17 | 117043.23 | -25.16 | 13.08
10 | RW | 1 | Concrete Vibrating Wire Strain Gauge [low modulus] (resistance) | 1993-06-13 | 2007-11-17 | 117057.7 | 1.5 | 1.32 | Longitudinal
10 | RW | 2 | Concrete Vibrating Wire Strain Gauge [low modulus] (resistance) | 1993-06-13 | 2007-11-17 | 117058.2 | 4.96 | 1.08 | Longitudinal
10 | RW | 3 | Concrete Vibrating Wire Strain Gauge [low modulus] (resistance) | 1993-06-13 | 2007-11-17 | 117059.3 | 10.49 | 1.08 | Longitudinal
10 | RW | 4 | Concrete Vibrating Wire Strain Gauge [low modulus] (resistance) | 1993-06-13 | 2007-11-17 | 117057.7 | 1.5 | 8.88 | Longitudinal
10 | RW | 5 | Concrete Vibrating Wire Strain Gauge [low modulus] (resistance) | 1993-06-13 | 2007-11-17 | 117058.2 | 4.96 | 8.52 | Longitudinal
10 | RW | 6 | Concrete Vibrating Wire Strain Gauge [low modulus] (resistance) | 1993-06-13 | 2007-11-17 | 117059.3 | 10.49 | 8.52 | Longitudinal
10 | RW | 7 | Concrete Vibrating Wire Strain Gauge [low modulus] (resistance) | 1993-06-13 | 2007-11-17 | 117066.2 | 1.51 | 1.56 | Longitudinal
10 | RW | 8 | Concrete Vibrating Wire Strain Gauge [low modulus] (resistance) | 1993-06-13 | 2007-11-17 | 117066.8 | 5 | 1.2 | Longitudinal
10 | RW | 9 | Concrete Vibrating Wire Strain Gauge [low modulus] (resistance) | 1993-06-13 | 2007-11-17 | 117067.7 | 10.49 | 1.08 | Longitudinal
10 | RW | 10 | Concrete Vibrating Wire Strain Gauge [low modulus] (resistance) | 1993-06-13 | 2007-11-17 | 117066.2 | 1.51 | 8.76 | Longitudinal
10 | RW | 11 | Concrete Vibrating Wire Strain Gauge [low modulus] (resistance) | 1993-06-13 | 2007-11-17 | 117066.8 | 5 | 8.4 | Longitudinal
10 | RW | 12 | Concrete Vibrating Wire Strain Gauge [low modulus] (resistance) | 1993-06-13 | 2007-11-17 | 117067.7 | 10.49 | 8.52 | Longitudinal
10 | RW | 13 | Concrete Vibrating Wire Strain Gauge [low modulus] (resistance) | 1993-06-13 | 2007-11-17 | 117074.8 | 1.52 | 1.08 | Longitudinal
10 | RW | 14 | Concrete Vibrating Wire Strain Gauge [low modulus] (resistance) | 1993-06-13 | 2007-11-17 | 117075.3 | 5 | 0.84 | Longitudinal
10 | RW | 15 | Concrete Vibrating Wire Strain Gauge [low modulus] (resistance) | 1993-06-13 | 2007-11-17 | 117076.2 | 10.53 | 1.2 | Longitudinal
10 | RW | 16 | Concrete Vibrating Wire Strain Gauge [low modulus] (resistance) | 1993-06-13 | 2007-11-17 | 117074.8 | 1.52 | 8.76 | Longitudinal
10 | RW | 17 | Concrete Vibrating Wire Strain Gauge [low modulus] (resistance) | 1993-06-13 | 2007-11-17 | 117075.3 | 5 | 8.52 | Longitudinal
10 | RW | 18 | Concrete Vibrating Wire Strain Gauge [low modulus] (resistance) | 1993-06-13 | 2007-11-17 | 117076.2 | 10.53 | 8.28 | Longitudinal
10 | SS | 1 | Steel Strain Gauge | 1993-06-13 | 2007-11-17 | 117075.92 | -0.6 | 4.68
10 | SS | 5 | Steel Strain Gauge | 1993-06-13 | 2007-11-17 | 117075.38 | -3.57 | 4.2
10 | SS | 9 | Steel Strain Gauge | 1993-06-13 | 2007-11-17 | 117074.91 | -6.53 | 3.96
10 | SS | 13 | Steel Strain Gauge | 1993-06-13 | 2007-11-17 | 117074.7 | -7.51 | 4.08
10 | SS | 17 | Steel Strain Gauge | 1993-06-13 | 2007-11-17 | 117074.33 | -9.47 | 3.96
10 | SS | 21 | Steel Strain Gauge | 1993-06-13 | 2007-11-17 | 117073.99 | -11.45 | 3.84
10 | TB | 1 | Tipping Bucket | 1993-07-02 | 2007-11-17 | 116772.77 | -34.67 | 0
10 | TB | 2 | Tipping Bucket | 1993-07-02 | 2007-11-17 | 116810.7 | 29.92 | 0
10 | TC | 1 | MnROAD Thermal Couple Tree - Omega | 1993-06-13 | 2010-04-19 | 117046.88 | 0.01 | 0.96
10 | TC | 2 | MnROAD Thermal Couple Tree - Omega | 1993-06-13 | 2010-04-19 | 117046.88 | 0.01 | 3
10 | TC | 3 | MnROAD Thermal Couple Tree - Omega | 1993-06-13 | 2010-04-19 | 117046.88 | 0.01 | 6
10 | TC | 4 | MnROAD Thermal Couple Tree - Omega | 1993-06-13 | 2010-04-19 | 117046.88 | 0.01 | 9.48
10 | TC | 5 | MnROAD Thermal Couple Tree - Omega | 1993-06-13 | 2010-04-19 | 117046.88 | 0.01 | 14.64
10 | TC | 6 | MnROAD Thermal Couple Tree - Omega | 1993-01-01 | 2010-04-19 | 117046.88 | 0.01 | 17.64
10 | TC | 7 | MnROAD Thermal Couple Tree - Omega | 1993-01-01 | 2010-04-19 | 117046.88 | 0.01 | 23.64
10 | TC | 8 | MnROAD Thermal Couple Tree - Omega | 1993-01-01 | 2010-04-19 | 117046.88 | 0.01 | 35.64
10 | TC | 9 | MnROAD Thermal Couple Tree - Omega | 1993-01-01 | 2010-04-19 | 117046.88 | 0.01 | 47.64
10 | TC | 10 | MnROAD Thermal Couple Tree - Omega | 1993-01-01 | 2010-04-19 | 117046.88 | 0.01 | 59.64
10 | TC | 11 | MnROAD Thermal Couple Tree - Omega | 1993-01-01 | 2010-04-19 | 117046.88 | 0.01 | 95.64
10 | TC | 12 | MnROAD Thermal Couple Tree - Omega | 1993-06-13 | 2010-04-19 | 117045.54 | -9.55 | 0.96
10 | TC | 13 | MnROAD Thermal Couple Tree - Omega | 1993-06-13 | 2010-04-19 | 117045.54 | -9.55 | 3
10 | TC | 14 | MnROAD Thermal Couple Tree - Omega | 1993-06-13 | 2010-04-19 | 117045.54 | -9.55 | 6
10 | TC | 15 | MnROAD Thermal Couple Tree - Omega | 1993-06-13 | 2010-04-19 | 117045.54 | -9.55 | 9.48
10 | TC | 16 | MnROAD Thermal Couple Tree - Omega | 1993-05-22 | 2010-04-19 | 117045.54 | -9.55 | 14.88
10 | TC | 17 | MnROAD Thermal Couple Tree - Omega | 1993-01-01 | 2010-04-19 | 117045.54 | -9.55 | 17.88
10 | TC | 18 | MnROAD Thermal Couple Tree - Omega | 1993-01-01 | 2010-04-19 | 117045.54 | -9.55 | 23.88
10 | TC | 19 | MnROAD Thermal Couple Tree - Omega | 1993-01-01 | 2010-04-19 | 117045.54 | -9.55 | 35.88
10 | TC | 20 | MnROAD Thermal Couple Tree - Omega | 1993-01-01 | 2010-04-19 | 117045.54 | -9.55 | 47.88
10 | TC | 21 | MnROAD Thermal Couple Tree - Omega | 1993-01-01 | 2010-04-19 | 117045.54 | -9.55 | 59.88
10 | TC | 22 | MnROAD Thermal Couple Tree - Omega | 1993-01-01 | 2010-04-19 | 117045.54 | -9.55 | 95.88
10 | TC | 23 | MnROAD Thermal Couple Tree - Omega | 1993-07-02 | 2010-04-19 | 117043.95 | -16 | 1.2
10 | TC | 24 | MnROAD Thermal Couple Tree - Omega | 1993-07-02 | 2010-04-19 | 117043.95 | -16 | 4.2
10 | TC | 25 | MnROAD Thermal Couple Tree - Omega | 1993-07-02 | 2010-04-19 | 117043.95 | -16 | 5.88
10 | TC | 26 | MnROAD Thermal Couple Tree - Omega | 1993-07-02 | 2010-04-19 | 117043.95 | -16 | 8.28
10 | TC | 27 | MnROAD Thermal Couple Tree - Omega | 1993-07-02 | 2010-04-19 | 117043.95 | -16 | 14.28
10 | TC | 28 | MnROAD Thermal Couple Tree - Omega | 1993-01-01 | 2010-04-19 | 117043.95 | -16 | 17.28
10 | TC | 29 | MnROAD Thermal Couple Tree - Omega | 1993-01-01 | 2010-04-19 | 117043.95 | -16 | 23.28
10 | TC | 30 | MnROAD Thermal Couple Tree - Omega | 1993-01-01 | 2010-04-19 | 117043.95 | -16 | 35.28
10 | TC | 31 | MnROAD Thermal Couple Tree - Omega | 1993-01-01 | 2010-04-19 | 117043.95 | -16 | 47.28
10 | TC | 32 | MnROAD Thermal Couple Tree - Omega | 1993-01-01 | 2010-04-19 | 117043.95 | -16 | 59.28
10 | TC | 33 | MnROAD Thermal Couple Tree - Omega | 1993-01-01 | 2010-04-19 | 117043.95 | -16 | 95.28
10 | TC | 34 | MnROAD Thermal Couple Tree - Omega | 1993-01-01 | 2010-04-19 | 117042.59 | -25.17 | 8.4
10 | TC | 35 | MnROAD Thermal Couple Tree - Omega | 1993-01-01 | 2010-04-19 | 117042.59 | -25.17 | 11.4
10 | TC | 36 | MnROAD Thermal Couple Tree - Omega | 1993-01-01 | 2010-04-19 | 117042.59 | -25.17 | 17.4
10 | TC | 37 | MnROAD Thermal Couple Tree - Omega | 1993-01-01 | 2010-04-19 | 117042.59 | -25.17 | 20.4
10 | TC | 38 | MnROAD Thermal Couple Tree - Omega | 1993-01-01 | 2010-04-19 | 117042.59 | -25.17 | 26.4
10 | TC | 39 | MnROAD Thermal Couple Tree - Omega | 1993-01-01 | 2010-04-19 | 117042.59 | -25.17 | 38.4
10 | TC | 40 | MnROAD Thermal Couple Tree - Omega | 1993-01-01 | 2010-04-19 | 117042.59 | -25.17 | 50.4
10 | TC | 41 | MnROAD Thermal Couple Tree - Omega | 1993-01-01 | 2010-04-19 | 117042.59 | -25.17 | 62.4
10 | TC | 42 | MnROAD Thermal Couple Tree - Omega | 1993-01-01 | 2010-04-19 | 117042.59 | -25.17 | 98.4
10 | TD | 1 | Time Domain Reflectometer | 1993-05-22 | 2010-04-19 | 117050.06 | -0.02 | 15.36
10 | TD | 2 | Time Domain Reflectometer | 1993-05-22 | 2010-04-19 | 117050.06 | -0.02 | 18.12
10 | TD | 3 | Time Domain Reflectometer | 1993-05-22 | 2010-04-19 | 117050.06 | -0.02 | 24.36
10 | TD | 4 | Time Domain Reflectometer | 1993-05-22 | 2010-04-19 | 117050.06 | -0.02 | 30.36
10 | TD | 5 | Time Domain Reflectometer | 1993-05-22 | 2010-04-19 | 117050.06 | -0.02 | 36.36
10 | TD | 6 | Time Domain Reflectometer | 1993-05-22 | 2010-04-19 | 117050.06 | -0.02 | 48.36
10 | TD | 7 | Time Domain Reflectometer | 1993-05-22 | 2010-04-19 | 117050.06 | -0.02 | 59.88
10 | TD | 8 | Time Domain Reflectometer | 1993-05-22 | 2010-04-19 | 117048.42 | -9.85 | 16.08
10 | TD | 9 | Time Domain Reflectometer | 1993-05-22 | 2010-04-19 | 117048.42 | -9.85 | 24.36
10 | TD | 10 | Time Domain Reflectometer | 1993-05-22 | 2010-04-19 | 117048.42 | -9.85 | 30.36
10 | TD | 11 | Time Domain Reflectometer | 1993-05-22 | 2010-04-19 | 117048.42 | -9.85 | 35.88
10 | TD | 12 | Time Domain Reflectometer | 1993-05-22 | 2010-04-19 | 117048.42 | -9.85 | 48.36
10 | TD | 13 | Time Domain Reflectometer | 1993-05-22 | 2010-04-19 | 117048.42 | -9.85 | 59.88
10 | TD | 14 | Time Domain Reflectometer | 1993-05-22 | 2010-04-19 | 117048.42 | -9.85 | 95.88
10 | TD | 15 | Time Domain Reflectometer | 1993-05-22 | 2010-04-19 | 117047.49 | -16.04 | 12.36
10 | TD | 16 | Time Domain Reflectometer | 1993-05-22 | 2010-04-19 | 117047.49 | -16.04 | 17.88
10 | TD | 17 | Time Domain Reflectometer | 1993-05-22 | 2010-04-19 | 117047.49 | -16.04 | 23.88
10 | TD | 18 | Time Domain Reflectometer | 1993-05-22 | 2010-04-19 | 117047.49 | -16.04 | 29.88
10 | TD | 19 | Time Domain Reflectometer | 1993-05-22 | 2010-04-19 | 117047.49 | -16.04 | 36.6
10 | TD | 20 | Time Domain Reflectometer | 1993-05-22 | 2010-04-19 | 117047.49 | -16.04 | 48.36
10 | TD | 21 | Time Domain Reflectometer | 1993-05-22 | 2010-04-19 | 117047.49 | -16.04 | 60.12
10 | TD | 22 | Time Domain Reflectometer | 1993-05-22 | 2010-04-19 | 117045.89 | -25.01 | 14.28
10 | TD | 23 | Time Domain Reflectometer | 1993-05-22 | 2010-04-19 | 117045.89 | -25.01 | 19.8
10 | TD | 24 | Time Domain Reflectometer | 1993-05-22 | 2010-04-19 | 117045.89 | -25.01 | 26.28
10 | TD | 25 | Time Domain Reflectometer | 1993-05-22 | 2010-04-19 | 117045.89 | -25.01 | 31.56
10 | TD | 26 | Time Domain Reflectometer | 1993-05-22 | 2010-04-19 | 117045.89 | -25.01 | 37.8
10 | TD | 27 | Time Domain Reflectometer | 1993-05-22 | 2010-04-19 | 117045.89 | -25.01 | 49.56
10 | TD | 28 | Time Domain Reflectometer | 1993-05-22 | 2010-04-19 | 117045.89 | -25.01 | 62.04
10 | VW | 1 | Concrete Vibrating Wire Strain Gauge [low modulus] | 1993-06-13 | 2007-11-17 | 117057.68 | 1.5 | 1.32 | Longitudinal
10 | VW | 2 | Concrete Vibrating Wire Strain Gauge [low modulus] | 1993-06-13 | 2007-11-17 | 117058.2 | 4.96 | 1.08 | Longitudinal
10 | VW | 3 | Concrete Vibrating Wire Strain Gauge [low modulus] | 1993-06-13 | 2007-11-17 | 117059.26 | 10.49 | 1.08 | Longitudinal
10 | VW | 4 | Concrete Vibrating Wire Strain Gauge [low modulus] | 1993-06-13 | 2007-11-17 | 117057.68 | 1.5 | 8.88 | Longitudinal
10 | VW | 5 | Concrete Vibrating Wire Strain Gauge [low modulus] | 1993-06-13 | 2007-11-17 | 117058.2 | 4.96 | 8.52 | Longitudinal
10 | VW | 6 | Concrete Vibrating Wire Strain Gauge [low modulus] | 1993-06-13 | 2007-11-17 | 117059.26 | 10.49 | 8.52 | Longitudinal
10 | VW | 7 | Concrete Vibrating Wire Strain Gauge [low modulus] | 1993-06-13 | 2007-11-17 | 117066.21 | 1.51 | 1.56 | Longitudinal
10 | VW | 8 | Concrete Vibrating Wire Strain Gauge [low modulus] | 1993-06-13 | 2007-11-17 | 117066.82 | 5 | 1.2 | Longitudinal
10 | VW | 9 | Concrete Vibrating Wire Strain Gauge [low modulus] | 1993-06-13 | 2007-11-17 | 117067.72 | 10.49 | 1.08 | Longitudinal
10 | VW | 10 | Concrete Vibrating Wire Strain Gauge [low modulus] | 1993-06-13 | 2007-11-17 | 117066.21 | 1.51 | 8.76 | Longitudinal
10 | VW | 11 | Concrete Vibrating Wire Strain Gauge [low modulus] | 1993-06-13 | 2007-11-17 | 117066.82 | 5 | 8.4 | Longitudinal
10 | VW | 12 | Concrete Vibrating Wire Strain Gauge [low modulus] | 1993-06-13 | 2007-11-17 | 117067.72 | 10.49 | 8.52 | Longitudinal
10 | VW | 13 | Concrete Vibrating Wire Strain Gauge [low modulus] | 1993-06-13 | 2007-11-17 | 117074.75 | 1.52 | 1.08 | Longitudinal
10 | VW | 14 | Concrete Vibrating Wire Strain Gauge [low modulus] | 1993-06-13 | 2007-11-17 | 117075.29 | 5 | 0.84 | Longitudinal
10 | VW | 15 | Concrete Vibrating Wire Strain Gauge [low modulus] | 1993-06-13 | 2007-11-17 | 117076.21 | 10.53 | 1.2 | Longitudinal
10 | VW | 16 | Concrete Vibrating Wire Strain Gauge [low modulus] | 1993-06-13 | 2007-11-17 | 117074.75 | 1.52 | 8.76 | Longitudinal
10 | VW | 17 | Concrete Vibrating Wire Strain Gauge [low modulus] | 1993-06-13 | 2007-11-17 | 117075.29 | 5 | 8.52 | Longitudinal
10 | VW | 18 | Concrete Vibrating Wire Strain Gauge [low modulus] | 1993-06-13 | 2007-11-17 | 117076.21 | 10.53 | 8.28 | Longitudinal
10 | WM | 1 | Water Mark - Irrometer | 1993-05-22 | 2010-04-19 | 117050.06 | -0.02 | 15.36
10 | WM | 2 | Water Mark - Irrometer | 1993-05-22 | 2010-04-19 | 117050.06 | -0.02 | 18.12
10 | WM | 3 | Water Mark - Irrometer | 1993-05-22 | 2010-04-19 | 117050.06 | -0.02 | 24.36
10 | WM | 4 | Water Mark - Irrometer | 1993-05-22 | 2010-04-19 | 117050.06 | -0.02 | 30.36
10 | WM | 5 | Water Mark - Irrometer | 1993-05-22 | 2010-04-19 | 117050.06 | -0.02 | 36.36
10 | WM | 6 | Water Mark - Irrometer | 1993-05-22 | 2010-04-19 | 117050.06 | -0.02 | 48.36
10 | WM | 7 | Water Mark - Irrometer | 1993-05-22 | 2010-04-19 | 117050.06 | -0.02 | 59.88
10 | WM | 8 | Water Mark - Irrometer | 1993-05-22 | 2010-04-19 | 117048.42 | -9.85 | 16.08
10 | WM | 9 | Water Mark - Irrometer | 1993-05-22 | 2010-04-19 | 117048.42 | -9.85 | 24.36
10 | WM | 10 | Water Mark - Irrometer | 1993-05-22 | 2010-04-19 | 117048.42 | -9.85 | 30.36
10 | WM | 11 | Water Mark - Irrometer | 1993-05-22 | 2010-04-19 | 117048.42 | -9.85 | 35.88
10 | WM | 12 | Water Mark - Irrometer | 1993-05-22 | 2010-04-19 | 117048.42 | -9.85 | 48.36
10 | WM | 13 | Water Mark - Irrometer | 1993-05-22 | 2010-04-19 | 117048.42 | -9.85 | 59.88
10 | WM | 14 | Water Mark - Irrometer | 1993-05-22 | 2010-04-19 | 117048.42 | -9.85 | 95.88
10 | WM | 15 | Water Mark - Irrometer | 1993-05-22 | 2010-04-19 | 117047.49 | -16.04 | 12.36
10 | WM | 16 | Water Mark - Irrometer | 1993-05-22 | 2010-04-19 | 117047.49 | -16.04 | 17.88
10 | WM | 17 | Water Mark - Irrometer | 1993-05-22 | 2010-04-19 | 117047.49 | -16.04 | 23.88
10 | WM | 18 | Water Mark - Irrometer | 1993-05-22 | 2010-04-19 | 117047.49 | -16.04 | 29.88
10 | WM | 19 | Water Mark - Irrometer | 1993-05-22 | 2010-04-19 | 117047.49 | -16.04 | 36.6
10 | WM | 20 | Water Mark - Irrometer | 1993-05-22 | 2010-04-19 | 117047.49 | -16.04 | 48.36
10 | WM | 21 | Water Mark - Irrometer | 1993-05-22 | 2010-04-19 | 117047.49 | -16.04 | 60.12
10 | WM | 22 | Water Mark - Irrometer | 1993-05-22 | 2010-04-19 | 117045.89 | -25.01 | 14.28
10 | WM | 23 | Water Mark - Irrometer | 1993-05-22 | 2010-04-19 | 117045.89 | -25.01 | 19.8
10 | WM | 24 | Water Mark - Irrometer | 1993-05-22 | 2010-04-19 | 117045.89 | -25.01 | 26.28
10 | WM | 25 | Water Mark - Irrometer | 1993-05-22 | 2010-04-19 | 117045.89 | -25.01 | 31.56
10 | WM | 26 | Water Mark - Irrometer | 1993-05-22 | 2010-04-19 | 117045.89 | -25.01 | 37.8
10 | WM | 27 | Water Mark - Irrometer | 1993-05-22 | 2010-04-19 | 117045.89 | -25.01 | 49.56
10 | WM | 28 | Water Mark - Irrometer | 1993-05-22 | 2010-04-19 | 117045.89 | -25.01 | 62.04
10 | XV | 1 | Concrete Vibrating Wire Strain Gauge [low modulus] | 1993-06-13 | 2007-11-17 | 117057.68 | 1.5 | 1.32
10 | XV | 2 | Concrete Vibrating Wire Strain Gauge [low modulus] | 1993-06-13 | 2007-11-17 | 117058.2 | 4.96 | 1.08
10 | XV | 3 | Concrete Vibrating Wire Strain Gauge [low modulus] | 1993-06-13 | 2007-11-17 | 117059.26 | 10.49 | 1.08
10 | XV | 4 | Concrete Vibrating Wire Strain Gauge [low modulus] | 1993-06-13 | 2007-11-17 | 117057.68 | 1.5 | 8.88
10 | XV | 5 | Concrete Vibrating Wire Strain Gauge [low modulus] | 1993-06-13 | 2007-11-17 | 117058.2 | 4.96 | 8.52
10 | XV | 6 | Concrete Vibrating Wire Strain Gauge [low modulus] | 1993-06-13 | 2007-11-17 | 117059.26 | 10.49 | 8.52
10 | XV | 7 | Concrete Vibrating Wire Strain Gauge [low modulus] | 1993-06-13 | 2007-11-17 | 117066.21 | 1.51 | 1.56
10 | XV | 8 | Concrete Vibrating Wire Strain Gauge [low modulus] | 1993-06-13 | 2007-11-17 | 117066.82 | 5 | 1.2
10 | XV | 9 | Concrete Vibrating Wire Strain Gauge [low modulus] | 1993-06-13 | 2007-11-17 | 117067.72 | 10.49 | 1.08
10 | XV | 10 | Concrete Vibrating Wire Strain Gauge [low modulus] | 1993-06-13 | 2007-11-17 | 117066.21 | 1.51 | 8.76
10 | XV | 11 | Concrete Vibrating Wire Strain Gauge [low modulus] | 1993-06-13 | 2007-11-17 | 117066.82 | 5 | 8.4
10 | XV | 12 | Concrete Vibrating Wire Strain Gauge [low modulus] | 1993-06-13 | 2007-11-17 | 117067.72 | 10.49 | 8.52
10 | XV | 13 | Concrete Vibrating Wire Strain Gauge [low modulus] | 1993-06-13 | 2007-11-17 | 117074.75 | 1.52 | 1.08
10 | XV | 14 | Concrete Vibrating Wire Strain Gauge [low modulus] | 1993-06-13 | 2007-11-17 | 117075.29 | 5 | 0.84
10 | XV | 15 | Concrete Vibrating Wire Strain Gauge [low modulus] | 1993-06-13 | 2007-11-17 | 117076.21 | 10.53 | 1.2
10 | XV | 16 | Concrete Vibrating Wire Strain Gauge [low modulus] | 1993-06-13 | 2007-11-17 | 117074.75 | 1.52 | 8.76
10 | XV | 17 | Concrete Vibrating Wire Strain Gauge [low modulus] | 1993-06-13 | 2007-11-17 | 117075.29 | 5 | 8.52
10 | XV | 18 | Concrete Vibrating Wire Strain Gauge [low modulus] | 1993-06-13 | 2007-11-17 | 117076.21 | 10.53 | 8.28
11 | CE | 1 | Dynamic Strain - Tokyo Sokki (PML-60) | 1993-06-13 | 2007-11-17 | 117547.82 | -3.9 | 1.08 | Transverse
11 | CE | 2 | Dynamic Strain - Tokyo Sokki (PML-60) | 1993-06-13 | 2007-11-17 | 117547.35 | -6.88 | 1.2 | Transverse
11 | CE | 3 | Dynamic Strain - Tokyo Sokki (PML-60) | 1993-06-13 | 2007-11-17 | 117546.9 | -9.85 | 1.32 | Transverse
11 | CE | 4 | Dynamic Strain - Tokyo Sokki (PML-60) | 1993-06-13 | 2007-11-17 | 117546.71 | -10.92 | 1.32 | Transverse
11 | CE | 5 | Dynamic Strain - Tokyo Sokki (PML-60) | 1993-06-13 | 2007-11-17 | 117547.82 | -3.9 | 8.88 | Longitudinal
11 | CE | 6 | Dynamic Strain - Tokyo Sokki (PML-60) | 1993-06-13 | 2007-11-17 | 117547.35 | -6.88 | 9 | Longitudinal
11 | CE | 7 | Dynamic Strain - Tokyo Sokki (PML-60) | 1993-06-13 | 2007-11-17 | 117546.9 | -9.85 | 9 | Longitudinal
11 | CE | 8 | Dynamic Strain - Tokyo Sokki (PML-60) | 1993-06-13 | 2007-11-17 | 117546.71 | -10.92 | 9 | Longitudinal
11 | CE | 9 | Dynamic Strain - Tokyo Sokki (PML-60) | 1993-06-13 | 2007-11-17 | 117558.31 | -3.87 | 1.2 | Transverse
11 | CE | 10 | Dynamic Strain - Tokyo Sokki (PML-60) | 1993-06-13 | 2007-11-17 | 117557.41 | -9.81 | 1.56 | Transverse
11 | CE | 11 | Dynamic Strain - Tokyo Sokki (PML-60) | 1993-06-13 | 2007-11-17 | 117557.23 | -10.81 | 1.32 | Transverse
11 | CE | 12 | Dynamic Strain - Tokyo Sokki (PML-60) | 1993-06-13 | 2007-11-17 | 117558.31 | -3.87 | 8.88 | Longitudinal
11 | CE | 13 | Dynamic Strain - Tokyo Sokki (PML-60) | 1993-06-13 | 2007-11-17 | 117557.41 | -9.81 | 9.24 | Longitudinal
11 | CE | 14 | Dynamic Strain - Tokyo Sokki (PML-60) | 1993-06-13 | 2007-11-17 | 117557.23 | -10.81 | 9 | Longitudinal
11 | CE | 15 | Dynamic Strain - Tokyo Sokki (PML-60) | 1993-06-13 | 2007-11-17 | 117568.97 | -3.67 | 1.2 | Transverse
11 | CE | 16 | Dynamic Strain - Tokyo Sokki (PML-60) | 1993-06-13 | 2007-11-17 | 117568.36 | -6.84 | 1.56 | Transverse
11 | CE | 17 | Dynamic Strain - Tokyo Sokki (PML-60) | 1993-06-13 | 2007-11-17 | 117567.87 | -9.85 | 1.2 | Transverse
11 | CE | 18 | Dynamic Strain - Tokyo Sokki (PML-60) | 1993-06-13 | 2007-11-17 | 117567.71 | -10.88 | 1.32 | Transverse
11 | CE | 19 | Dynamic Strain - Tokyo Sokki (PML-60) | 1993-06-13 | 2007-11-17 | 117568.97 | -3.67 | 8.88 | Longitudinal
11 | CE | 20 | Dynamic Strain - Tokyo Sokki (PML-60) | 1993-06-13 | 2007-11-17 | 117568.36 | -6.84 | 9.36 | Longitudinal
11 | CE | 21 | Dynamic Strain - Tokyo Sokki (PML-60) | 1993-06-13 | 2007-11-17 | 117567.87 | -9.85 | 9 | Longitudinal
11 | CE | 22 | Dynamic Strain - Tokyo Sokki (PML-60) | 1993-06-13 | 2007-11-17 | 117567.71 | -10.88 | 9 | Longitudinal
11 | CE | 23 | Dynamic Strain - Tokyo Sokki (PML-60) | 1993-06-13 | 2007-11-17 | 117558.38 | -9.79 | 0.12
11 | CE | 24 | Dynamic Strain - Tokyo Sokki (PML-60) | 1993-06-13 | 2007-11-17 | 117558.38 | -9.79 | 0.96
11 | CE | 25 | Dynamic Strain - Tokyo Sokki (PML-60) | 1993-06-13 | 2007-11-17 | 117558.38 | -9.79 | 9
11 | CE | 26 | Dynamic Strain - Tokyo Sokki (PML-60) | 1993-06-13 | 2007-11-17 | 117557.07 | -11.63 | 0.12
11 | CE | 27 | Dynamic Strain - Tokyo Sokki (PML-60) | 1993-06-13 | 2007-11-17 | 117557.07 | -11.63 | 0.96
11 | CE | 28 | Dynamic Strain - Tokyo Sokki (PML-60) | 1993-06-13 | 2007-11-17 | 117557.07 | -11.63 | 9
11 | DT | 1 | Linear Variable Differential Transducer | 1993-06-14 | 2007-11-17 | 117593.42 | -3.82 | 3
11 | DT | 2 | Linear Variable Differential Transducer | 1993-06-14 | 2007-11-17 | 117592.37 | -9.79 | 3
11 | DT | 3 | Linear Variable Differential Transducer | 1993-06-14 | 2007-11-17 | 117595.39 | -3.73 | 3
11 | DT | 4 | Linear Variable Differential Transducer | 1993-06-14 | 2007-11-17 | 117594.35 | -9.67 | 3
11 | FW | 1 | Concrete Vibrating Wire Strain Gauge [low modulus] (frequency) | 1993-06-13 | 2007-11-17 | 117548.7 | 1.48 | 0.72 | Transverse
11 | FW | 2 | Concrete Vibrating Wire Strain Gauge [low modulus] (frequency) | 1993-06-13 | 2007-11-17 | 117549.4 | 6.1 | 0.84 | Transverse
11 | FW | 3 | Concrete Vibrating Wire Strain Gauge [low modulus] (frequency) | 1993-06-13 | 2007-11-17 | 117550.2 | 10.5 | 1.2 | Transverse
11 | FW | 4 | Concrete Vibrating Wire Strain Gauge [low modulus] (frequency) | 1993-06-13 | 2007-11-17 | 117548.7 | 1.48 | 8.52 | Transverse
11 | FW | 5 | Concrete Vibrating Wire Strain Gauge [low modulus] (frequency) | 1993-06-13 | 2007-11-17 | 117549.4 | 6.1 | 8.64 | Transverse
11 | FW | 6 | Concrete Vibrating Wire Strain Gauge [low modulus] (frequency) | 1993-06-13 | 2007-11-17 | 117550.2 | 10.5 | 9 | Transverse
11 | FW | 7 | Concrete Vibrating Wire Strain Gauge [low modulus] (frequency) | 1993-06-13 | 2007-11-17 | 117559.3 | 1.54 | 0.6 | Transverse
11 | FW | 8 | Concrete Vibrating Wire Strain Gauge [low modulus] (frequency) | 1993-06-13 | 2007-11-17 | 117560 | 6.02 | 0.96 | Transverse
11 | FW | 9 | Concrete Vibrating Wire Strain Gauge [low modulus] (frequency) | 1993-06-13 | 2007-11-17 | 117560.7 | 10.52 | 1.2 | Transverse
11 | FW | 10 | Concrete Vibrating Wire Strain Gauge [low modulus] (frequency) | 1993-06-13 | 2007-11-17 | 117559.3 | 1.54 | 8.28 | Transverse
11 | FW | 11 | Concrete Vibrating Wire Strain Gauge [low modulus] (frequency) | 1993-06-13 | 2007-11-17 | 117560 | 6.02 | 8.76 | Transverse
11 | FW | 12 | Concrete Vibrating Wire Strain Gauge [low modulus] (frequency) | 1993-06-13 | 2007-11-17 | 117560.7 | 10.52 | 8.76 | Transverse
11 | FW | 13 | Concrete Vibrating Wire Strain Gauge [low modulus] (frequency) | 1993-06-13 | 2007-11-17 | 117569.8 | 1.49 | 0.72 | Transverse
11 | FW | 14 | Concrete Vibrating Wire Strain Gauge [low modulus] (frequency) | 1993-06-13 | 2007-11-17 | 117570.6 | 6.03 | 0.96 | Transverse
11 | FW | 15 | Concrete Vibrating Wire Strain Gauge [low modulus] (frequency) | 1993-06-13 | 2007-11-17 | 117571.2 | 10.58 | 1.32 | Transverse
11 | FW | 16 | Concrete Vibrating Wire Strain Gauge [low modulus] (frequency) | 1993-06-13 | 2007-11-17 | 117569.8 | 1.49 | 8.52 | Transverse
11 | FW | 17 | Concrete Vibrating Wire Strain Gauge [low modulus] (frequency) | 1993-06-13 | 2007-11-17 | 117570.6 | 6.03 | 8.76 | Transverse
11 | FW | 18 | Concrete Vibrating Wire Strain Gauge [low modulus] (frequency) | 1993-06-13 | 2007-11-17 | 117571.2 | 10.58 | 9 | Transverse
11 | HC | 1 | Horizonal Clip Gauge - Tokyo Sokki (PI-5S-50/150) | 1993-06-14 | 2007-11-17 | 117546.38 | -3.82 | 2.04
11 | HC | 2 | Horizonal Clip Gauge - Tokyo Sokki (PI-5S-50/150) | 1993-06-14 | 2007-11-17 | 117545.34 | -9.81 | 2.04
11 | HC | 3 | Horizonal Clip Gauge - Tokyo Sokki (PI-5S-50/150) | 1993-06-14 | 2007-11-17 | 117595.66 | 3.84 | 2.04
11 | HC | 4 | Horizonal Clip Gauge - Tokyo Sokki (PI-5S-50/150) | 1993-06-14 | 2007-11-17 | 117596.6 | 9.79 | 2.04
11 | NP | 1 | Neutron Probe | 1993-06-16 | 2007-11-17 | 117584.06 | -6.02 | 0
11 | OS | 1 | MnROAD Open Stand Pipe | 1993-01-01 |  | 117586.33 | -24.98 | 180
11 | PA | 1 | Piezo-Accelerometer | 1993-06-16 | 2007-11-17 | 117569.02 | -5.91 | 1.56
11 | PA | 2 | Piezo-Accelerometer | 1993-06-16 | 2007-11-17 | 117569.52 | -5.91 | 1.68
11 | PA | 3 | Piezo-Accelerometer | 1993-06-16 | 2007-11-17 | 117570.51 | -5.97 | 1.8
11 | PA | 4 | Piezo-Accelerometer | 1993-06-16 | 2007-11-17 | 117571.03 | -5.99 | 1.44
11 | PA | 5 | Piezo-Accelerometer | 1993-06-16 | 2007-11-17 | 117571.54 | -5.98 | 2.04
11 | PA | 6 | Piezo-Accelerometer | 1993-06-16 | 2007-11-17 | 117572.01 | -6.03 | 1.92
11 | RP | 1 | Resistivity Probe | 1993-05-14 | 2007-11-17 | 117581.77 | -9.99 | 12
11 | RW | 1 | Concrete Vibrating Wire Strain Gauge [low modulus] (resistance) | 1993-06-13 | 2007-11-17 | 117548.7 | 1.48 | 0.72 | Transverse
11 | RW | 2 | Concrete Vibrating Wire Strain Gauge [low modulus] (resistance) | 1993-06-13 | 2007-11-17 | 117549.4 | 6.1 | 0.84 | Transverse
11 | RW | 3 | Concrete Vibrating Wire Strain Gauge [low modulus] (resistance) | 1993-06-13 | 2007-11-17 | 117550.2 | 10.5 | 1.2 | Transverse
11 | RW | 4 | Concrete Vibrating Wire Strain Gauge [low modulus] (resistance) | 1993-06-13 | 2007-11-17 | 117548.7 | 1.48 | 8.52 | Transverse
11 | RW | 5 | Concrete Vibrating Wire Strain Gauge [low modulus] (resistance) | 1993-06-13 | 2007-11-17 | 117549.4 | 6.1 | 8.64 | Transverse
11 | RW | 6 | Concrete Vibrating Wire Strain Gauge [low modulus] (resistance) | 1993-06-13 | 2007-11-17 | 117550.2 | 10.5 | 9 | Transverse
11 | RW | 7 | Concrete Vibrating Wire Strain Gauge [low modulus] (resistance) | 1993-06-13 | 2007-11-17 | 117559.3 | 1.54 | 0.6 | Transverse
11 | RW | 8 | Concrete Vibrating Wire Strain Gauge [low modulus] (resistance) | 1993-06-13 | 2007-11-17 | 117560 | 6.02 | 0.96 | Transverse
11 | RW | 9 | Concrete Vibrating Wire Strain Gauge [low modulus] (resistance) | 1993-06-13 | 2007-11-17 | 117560.7 | 10.52 | 1.2 | Transverse
11 | RW | 10 | Concrete Vibrating Wire Strain Gauge [low modulus] (resistance) | 1993-06-13 | 2007-11-17 | 117559.3 | 1.54 | 8.28 | Transverse
11 | RW | 11 | Concrete Vibrating Wire Strain Gauge [low modulus] (resistance) | 1993-06-13 | 2007-11-17 | 117560 | 6.02 | 8.76 | Transverse
11 | RW | 12 | Concrete Vibrating Wire Strain Gauge [low modulus] (resistance) | 1993-06-13 | 2007-11-17 | 117560.7 | 10.52 | 8.76 | Transverse
11 | RW | 13 | Concrete Vibrating Wire Strain Gauge [low modulus] (resistance) | 1993-06-13 | 2007-11-17 | 117569.8 | 1.49 | 0.72 | Transverse
11 | RW | 14 | Concrete Vibrating Wire Strain Gauge [low modulus] (resistance) | 1993-06-13 | 2007-11-17 | 117570.6 | 6.03 | 0.96 | Transverse
11 | RW | 15 | Concrete Vibrating Wire Strain Gauge [low modulus] (resistance) | 1993-06-13 | 2007-11-17 | 117571.2 | 10.58 | 1.32 | Transverse
11 | RW | 16 | Concrete Vibrating Wire Strain Gauge [low modulus] (resistance) | 1993-06-13 | 2007-11-17 | 117569.8 | 1.49 | 8.52 | Transverse
11 | RW | 17 | Concrete Vibrating Wire Strain Gauge [low modulus] (resistance) | 1993-06-13 | 2007-11-17 | 117570.6 | 6.03 | 8.76 | Transverse
11 | RW | 18 | Concrete Vibrating Wire Strain Gauge [low modulus] (resistance) | 1993-06-13 | 2007-11-17 | 117571.2 | 10.58 | 9 | Transverse
11 | TC | 1 | MnROAD Thermal Couple Tree - Omega | 1993-06-14 | 2007-11-17 | 117581.15 | -9.8 | 0.96
11 | TC | 2 | MnROAD Thermal Couple Tree - Omega | 1993-06-14 | 2007-11-17 | 117581.15 | -9.8 | 3
11 | TC | 3 | MnROAD Thermal Couple Tree - Omega | 1993-06-14 | 2007-11-17 | 117581.15 | -9.8 | 6
11 | TC | 4 | MnROAD Thermal Couple Tree - Omega | 1993-06-14 | 2007-11-17 | 117581.15 | -9.8 | 9.48
11 | TC | 5 | MnROAD Thermal Couple Tree - Omega | 1993-06-14 | 2007-11-17 | 117581.15 | -9.8 | 11.76
11 | TC | 6 | MnROAD Thermal Couple Tree - Omega | 1993-06-14 | 2007-11-17 | 117581.15 | -9.8 | 17.76
11 | TC | 7 | MnROAD Thermal Couple Tree - Omega | 1993-06-14 | 2007-11-17 | 117581.15 | -9.8 | 23.76
11 | TC | 8 | MnROAD Thermal Couple Tree - Omega | 1993-06-14 | 2007-11-17 | 117581.15 | -9.8 | 35.76
11 | TC | 9 | MnROAD Thermal Couple Tree - Omega | 1993-06-14 | 2007-11-17 | 117581.15 | -9.8 | 47.76
11 | TC | 10 | MnROAD Thermal Couple Tree - Omega | 1993-06-14 | 2007-11-17 | 117581.15 | -9.8 | 59.76
11 | TC | 11 | MnROAD Thermal Couple Tree - Omega | 1993-06-14 | 2007-11-17 | 117581.15 | -9.8 | 95.76
11 | TD | 1 | Time Domain Reflectometer | 1993-05-14 | 2007-11-17 | 117583.01 | -9.78 | 12.24
11 | TD | 2 | Time Domain Reflectometer | 1993-05-14 | 2007-11-17 | 117583.01 | -9.78 | 18.24
11 | TD | 3 | Time Domain Reflectometer | 1993-05-14 | 2007-11-17 | 117583.01 | -9.78 | 24.24
11 | TD | 4 | Time Domain Reflectometer | 1993-05-14 | 2007-11-17 | 117583.01 | -9.78 | 36.24
11 | TD | 5 | Time Domain Reflectometer | 1993-05-14 | 2007-11-17 | 117583.01 | -9.78 | 47.76
11 | TD | 6 | Time Domain Reflectometer | 1993-05-14 | 2007-11-17 | 117583.01 | -9.78 | 59.76
11 | TD | 7 | Time Domain Reflectometer | 1993-05-14 | 2007-11-17 | 117583.01 | -9.78 | 94.8
11 | VW | 1 | Concrete Vibrating Wire Strain Gauge [low modulus] | 1993-06-13 | 2007-11-17 | 117548.68 | 1.48 | 0.72 | Transverse
11 | VW | 2 | Concrete Vibrating Wire Strain Gauge [low modulus] | 1993-06-13 | 2007-11-17 | 117549.44 | 6.1 | 0.84 | Transverse
11 | VW | 3 | Concrete Vibrating Wire Strain Gauge [low modulus] | 1993-06-13 | 2007-11-17 | 117550.23 | 10.5 | 1.2 | Transverse
11 | VW | 4 | Concrete Vibrating Wire Strain Gauge [low modulus] | 1993-06-13 | 2007-11-17 | 117548.68 | 1.48 | 8.52 | Transverse
11 | VW | 5 | Concrete Vibrating Wire Strain Gauge [low modulus] | 1993-06-13 | 2007-11-17 | 117549.44 | 6.1 | 8.64 | Transverse
11 | VW | 6 | Concrete Vibrating Wire Strain Gauge [low modulus] | 1993-06-13 | 2007-11-17 | 117550.23 | 10.5 | 9 | Transverse
11 | VW | 7 | Concrete Vibrating Wire Strain Gauge [low modulus] | 1993-06-13 | 2007-11-17 | 117559.26 | 1.54 | 0.6 | Transverse
11 | VW | 8 | Concrete Vibrating Wire Strain Gauge [low modulus] | 1993-06-13 | 2007-11-17 | 117560.02 | 6.02 | 0.96 | Transverse
11 | VW | 9 | Concrete Vibrating Wire Strain Gauge [low modulus] | 1993-06-13 | 2007-11-17 | 117560.69 | 10.52 | 1.2 | Transverse
11 | VW | 10 | Concrete Vibrating Wire Strain Gauge [low modulus] | 1993-06-13 | 2007-11-17 | 117559.26 | 1.54 | 8.28 | Transverse
11 | VW | 11 | Concrete Vibrating Wire Strain Gauge [low modulus] | 1993-06-13 | 2007-11-17 | 117560.02 | 6.02 | 8.76 | Transverse
11 | VW | 12 | Concrete Vibrating Wire Strain Gauge [low modulus] | 1993-06-13 | 2007-11-17 | 117560.69 | 10.52 | 8.76 | Transverse
11 | VW | 13 | Concrete Vibrating Wire Strain Gauge [low modulus] | 1993-06-13 | 2007-11-17 | 117569.75 | 1.49 | 0.72 | Transverse
11 | VW | 14 | Concrete Vibrating Wire Strain Gauge [low modulus] | 1993-06-13 | 2007-11-17 | 117570.56 | 6.03 | 0.96 | Transverse
11 | VW | 15 | Concrete Vibrating Wire Strain Gauge [low modulus] | 1993-06-13 | 2007-11-17 | 117571.19 | 10.58 | 1.32 | Transverse
11 | VW | 16 | Concrete Vibrating Wire Strain Gauge [low modulus] | 1993-06-13 | 2007-11-17 | 117569.75 | 1.49 | 8.52 | Transverse
11 | VW | 17 | Concrete Vibrating Wire Strain Gauge [low modulus] | 1993-06-13 | 2007-11-17 | 117570.56 | 6.03 | 8.76 | Transverse
11 | VW | 18 | Concrete Vibrating Wire Strain Gauge [low modulus] | 1993-06-13 | 2007-11-17 | 117571.19 | 10.58 | 9 | Transverse
11 | WM | 1 | Water Mark - Irrometer | 1993-05-14 | 2007-11-17 | 117583.01 | -9.78 | 12.24
11 | WM | 2 | Water Mark - Irrometer | 1993-05-14 | 2007-11-17 | 117583.01 | -9.78 | 18.24
11 | WM | 3 | Water Mark - Irrometer | 1993-05-14 | 2007-11-17 | 117583.01 | -9.78 | 24.24
11 | WM | 4 | Water Mark - Irrometer | 1993-05-14 | 2007-11-17 | 117583.01 | -9.78 | 36.24
11 | WM | 5 | Water Mark - Irrometer | 1993-05-14 | 2007-11-17 | 117583.01 | -9.78 | 47.76
11 | WM | 6 | Water Mark - Irrometer | 1993-05-14 | 2007-11-17 | 117583.01 | -9.78 | 59.76
11 | WM | 7 | Water Mark - Irrometer | 1993-05-14 | 2007-11-17 | 117583.01 | -9.78 | 94.8
11 | XV | 1 | Concrete Vibrating Wire Strain Gauge [low modulus] | 1993-06-13 | 2007-11-17 | 117548.68 | 1.48 | 0.72
11 | XV | 2 | Concrete Vibrating Wire Strain Gauge [low modulus] | 1993-06-13 | 2007-11-17 | 117549.44 | 6.1 | 0.84
11 | XV | 3 | Concrete Vibrating Wire Strain Gauge [low modulus] | 1993-06-13 | 2007-11-17 | 117550.23 | 10.5 | 1.2
11 | XV | 4 | Concrete Vibrating Wire Strain Gauge [low modulus] | 1993-06-13 | 2007-11-17 | 117548.68 | 1.48 | 8.52
11 | XV | 5 | Concrete Vibrating Wire Strain Gauge [low modulus] | 1993-06-13 | 2007-11-17 | 117549.44 | 6.1 | 8.64
11 | XV | 6 | Concrete Vibrating Wire Strain Gauge [low modulus] | 1993-06-13 | 2007-11-17 | 117550.23 | 10.5 | 9
11 | XV | 7 | Concrete Vibrating Wire Strain Gauge [low modulus] | 1993-06-13 | 2007-11-17 | 117559.26 | 1.54 | 0.6
11 | XV | 8 | Concrete Vibrating Wire Strain Gauge [low modulus] | 1993-06-13 | 2007-11-17 | 117560.02 | 6.02 | 0.96
11 | XV | 9 | Concrete Vibrating Wire Strain Gauge [low modulus] | 1993-06-13 | 2007-11-17 | 117560.69 | 10.52 | 1.2
11 | XV | 10 | Concrete Vibrating Wire Strain Gauge [low modulus] | 1993-06-13 | 2007-11-17 | 117559.26 | 1.54 | 8.28
11 | XV | 11 | Concrete Vibrating Wire Strain Gauge [low modulus] | 1993-06-13 | 2007-11-17 | 117560.02 | 6.02 | 8.76
11 | XV | 12 | Concrete Vibrating Wire Strain Gauge [low modulus] | 1993-06-13 | 2007-11-17 | 117560.69 | 10.52 | 8.76
11 | XV | 13 | Concrete Vibrating Wire Strain Gauge [low modulus] | 1993-06-13 | 2007-11-17 | 117569.75 | 1.49 | 0.72
11 | XV | 14 | Concrete Vibrating Wire Strain Gauge [low modulus] | 1993-06-13 | 2007-11-17 | 117570.56 | 6.03 | 0.96
11 | XV | 15 | Concrete Vibrating Wire Strain Gauge [low modulus] | 1993-06-13 | 2007-11-17 | 117571.19 | 10.58 | 1.32
11 | XV | 16 | Concrete Vibrating Wire Strain Gauge [low modulus] | 1993-06-13 | 2007-11-17 | 117569.75 | 1.49 | 8.52
11 | XV | 17 | Concrete Vibrating Wire Strain Gauge [low modulus] | 1993-06-13 | 2007-11-17 | 117570.56 | 6.03 | 8.76
11 | XV | 18 | Concrete Vibrating Wire Strain Gauge [low modulus] | 1993-06-13 | 2007-11-17 | 117571.19 | 10.58 | 9
12 | CE | 1 | Dynamic Strain - Tokyo Sokki (PML-60) | 1993-01-01 | 2007-11-17 | 118165.83 | -3.82 | 1.68 | Transverse
12 | CE | 2 | Dynamic Strain - Tokyo Sokki (PML-60) | 1993-01-01 | 2007-11-17 | 118165.36 | -6.85 | 1.32 | Transverse
12 | CE | 3 | Dynamic Strain - Tokyo Sokki (PML-60) | 1993-01-01 | 2007-11-17 | 118164.86 | -9.92 | 1.68 | Transverse
12 | CE | 4 | Dynamic Strain - Tokyo Sokki (PML-60) | 1993-01-01 | 2007-11-17 | 118164.68 | -10.89 | 1.44 | Transverse
12 | CE | 5 | Dynamic Strain - Tokyo Sokki (PML-60) | 1993-01-01 | 2007-11-17 | 118165.83 | -3.82 | 9.36 | Longitudinal
12 | CE | 6 | Dynamic Strain - Tokyo Sokki (PML-60) | 1993-01-01 | 2007-11-17 | 118165.36 | -6.85 | 9 | Longitudinal
12 | CE | 7 | Dynamic Strain - Tokyo Sokki (PML-60) | 1993-01-01 | 2007-11-17 | 118164.86 | -9.92 | 9.48 | Longitudinal
12 | CE | 8 | Dynamic Strain - Tokyo Sokki (PML-60) | 1993-01-01 | 2007-11-17 | 118164.68 | -10.89 | 9.12 | Longitudinal
12 | CE | 9 | Dynamic Strain - Tokyo Sokki (PML-60) | 1993-01-01 | 2007-11-17 | 118171.86 | -3.87 | 1.44 | Transverse
12 | CE | 10 | Dynamic Strain - Tokyo Sokki (PML-60) | 1993-01-01 | 2007-11-17 | 118170.9 | -9.84 | 1.56 | Transverse
12 | CE | 11 | Dynamic Strain - Tokyo Sokki (PML-60) | 1993-01-01 |  | 118170.71 | -10.85 | 1.44 | Transverse
12 | CE | 12 | Dynamic Strain - Tokyo Sokki (PML-60) | 1993-01-01 | 2007-11-17 | 118171.86 | -3.87 | 9.12 | Longitudinal
12 | CE | 13 | Dynamic Strain - Tokyo Sokki (PML-60) | 1993-01-01 |  | 118170.9 | -9.84 | 9.24 | Longitudinal
12 | CE | 14 | Dynamic Strain - Tokyo Sokki (PML-60) | 1993-01-01 | 2007-11-17 | 118170.71 | -10.85 | 9.12 | Longitudinal
12 | CE | 15 | Dynamic Strain - Tokyo Sokki (PML-60) | 1993-01-01 |  | 118177.87 | -3.9 | 1.44 | Transverse
12 | CE | 16 | Dynamic Strain - Tokyo Sokki (PML-60) | 1993-01-01 |  | 118177.31 | -6.82 | 1.2 | Transverse
12 | CE | 17 | Dynamic Strain - Tokyo Sokki (PML-60) | 1993-01-01 |  | 118176.84 | -9.83 | 1.44 | Transverse
12 | CE | 18 | Dynamic Strain - Tokyo Sokki (PML-60) | 1993-01-01 |  | 118176.64 | -10.8 | 1.2 | Transverse
12 | CE | 19 | Dynamic Strain - Tokyo Sokki (PML-60) | 1993-01-01 | 2007-11-17 | 118177.87 | -3.9 | 9.12 | Longitudinal
12 | CE | 20 | Dynamic Strain - Tokyo Sokki (PML-60) | 1993-01-01 | 2007-11-17 | 118177.31 | -6.82 | 9 | Longitudinal
12 | CE | 21 | Dynamic Strain - Tokyo Sokki (PML-60) | 1993-01-01 | 2007-11-17 | 118176.84 | -9.83 | 9.12 | Longitudinal
12 | CE | 22 | Dynamic Strain - Tokyo Sokki (PML-60) | 1993-01-01 | 2007-11-17 | 118176.64 | -10.8 | 9 | Longitudinal
12 | DT | 1 | Linear Variable Differential Transducer | 1993-01-01 | 2007-11-17 | 118192.77 | -6.87 | 3
12 | DT | 2 | Linear Variable Differential Transducer | 1993-01-01 | 2007-11-17 | 118192.35 | -9.8 | 3
12 | DT | 3 | Linear Variable Differential Transducer | 1993-01-01 | 2007-11-17 | 118194.78 | -6.9 | 3
12 | DT | 4 | Linear Variable Differential Transducer | 1993-01-01 | 2007-11-17 | 118194.29 | -9.88 | 3
12 | DW | 1 | Dynamic Pore Water Pressure Gauge | 1993-01-01 | 2007-11-17 | 118190.42 | -10 | 13.32
12 | DW | 2 | Dynamic Pore Water Pressure Gauge | 1993-01-01 | 2007-11-17 | 118190.42 | -10 | 19.2
12 | DW | 3 | Dynamic Pore Water Pressure Gauge | 1993-01-01 |  | 118190.42 | -10 | 25.2
12 | DW | 4 | Dynamic Pore Water Pressure Gauge | 1993-01-01 | 2007-11-17 | 118190.42 | -10 | 31.2
12 | FS | 1 | Frequency from Positive Pore Water Pressure | 1993-01-01 |  | 118194.13 | 1.58 | 47.76
12 | FS | 2 | Frequency from Positive Pore Water Pressure | 1993-01-01 |  | 118195.72 | 1.47 | 35.64
12 | FS | 3 | Frequency from Positive Pore Water Pressure | 1993-01-01 |  | 118198.26 | 1.47 | 23.16
12 | FS | 4 | Frequency from Positive Pore Water Pressure | 1993-01-01 | 2007-11-17 | 118194.08 | 1.51 | 11.76
12 | HC | 1 | Horizonal Clip Gauge - Tokyo Sokki (PI-5S-50/150) | 1993-01-01 | 2007-11-17 | 118164.38 | -3.87 | 2.04
12 | HC | 2 | Horizonal Clip Gauge - Tokyo Sokki (PI-5S-50/150) | 1993-01-01 | 2007-11-17 | 118162.98 | -9.61 | 2.04
12 | HC | 3 | Horizonal Clip Gauge - Tokyo Sokki (PI-5S-50/150) | 1993-01-01 | 2007-11-17 | 118195.66 | 3.88 | 2.04
12 | HC | 4 | Horizonal Clip Gauge - Tokyo Sokki (PI-5S-50/150) | 1993-01-01 | 2007-11-17 | 118196.62 | 9.81 | 2.04
12 | NP | 1 | Neutron Probe | 1993-01-01 | 2007-11-17 | 118187.93 | -6.07 | 0
12 | NP | 2 | Neutron Probe | 1993-01-01 | 2007-11-17 | 118158.99 | -15.95 | 0
12 | OS | 1 | MnROAD Open Stand Pipe | 1993-01-01 |  | 118212.31 | -25.5 | 180
12 | PK | 1 | Dynamic Pressure Gauge | 1993-01-01 | 2007-11-17 | 118190.73 | -9.59 | 18.12
12 | PL | 1 | Static Pressure Gauge | 1993-01-01 |  | 118197.5 | 2.26 | 49.44
12 | PT | 1 | Static Normal Pressure - Geokon 4800 | 1993-01-01 | 2007-11-17 | 118194.25 | -0.07 | 48.12
12 | PT | 2 | Static Normal Pressure - Geokon 4800 | 1993-01-01 | 2007-11-17 | 118195.42 | -0.03 | 35.88
12 | PT | 3 | Static Normal Pressure - Geokon 4800 | 1993-01-01 |  | 118198.16 | 0.11 | 24.12
12 | PT | 4 | Static Normal Pressure - Geokon 4800 | 1993-01-01 | 2007-11-17 | 118193.92 | 0.01 | 12
12 | RP | 1 | Resistivity Probe | 1993-01-01 | 2007-11-17 | 118188.31 | -0.01 | 11.28
12 | RP | 2 | Resistivity Probe | 1993-01-01 | 2007-11-17 | 118186.67 | -9.94 | 11.28
12 | RP | 3 | Resistivity Probe | 1993-01-01 | 2007-11-17 | 118185.5 | -16.01 | 12.48
12 | RP | 4 | Resistivity Probe | 1993-01-01 | 2007-11-17 | 118192.06 | -25.39 | 12
12 | RS | 1 | Resistance from Positive Pore Water Pressure | 1993-01-01 |  | 118194.13 | 1.58 | 47.76
12 | RS | 2 | Resistance from Positive Pore Water Pressure | 1993-01-01 |  | 118195.72 | 1.47 | 35.64
12 | RS | 3 | Resistance from Positive Pore Water Pressure | 1993-01-01 |  | 118198.26 | 1.47 | 23.16
12 | RS | 4 | Resistance from Positive Pore Water Pressure | 1993-01-01 | 2007-11-17 | 118194.08 | 1.51 | 11.76
12 | SW | 1 | Positive Pore Water Pressure | 1993-01-01 |  | 118194.13 | 1.58 | 47.76
12 | SW | 2 | Positive Pore Water Pressure | 1993-01-01 |  | 118195.72 | 1.47 | 35.64
12 | SW | 3 | Positive Pore Water Pressure | 1993-01-01 |  | 118198.26 | 1.47 | 23.16
12 | SW | 4 | Positive Pore Water Pressure | 1993-01-01 | 2007-11-17 | 118194.08 | 1.51 | 11.76
12 | TB | 1 | Tipping Bucket | 1993-01-01 |  | 117827.37 | -33.85 | 0
12 | TB | 2 | Tipping Bucket | 1993-01-01 |  | 117835 | 29.92 | 0
12 | TC | 1 | MnROAD Thermal Couple Tree - Omega | 1993-01-01 |  | 118187.65 | -0.03 | 1.2
12 | TC | 2 | MnROAD Thermal Couple Tree - Omega | 1993-01-01 |  | 118187.65 | -0.03 | 3
12 | TC | 3 | MnROAD Thermal Couple Tree - Omega | 1993-01-01 |  | 118187.65 | -0.03 | 6.48
12 | TC | 4 | MnROAD Thermal Couple Tree - Omega | 1993-01-01 |  | 118187.65 | -0.03 | 9
12 | TC | 5 | MnROAD Thermal Couple Tree - Omega | 1993-01-01 |  | 118187.65 | -0.03 | 11.52
12 | TC | 6 | MnROAD Thermal Couple Tree - Omega | 1993-01-01 |  | 118187.65 | -0.03 | 17.52
12 | TC | 7 | MnROAD Thermal Couple Tree - Omega | 1993-01-01 |  | 118187.65 | -0.03 | 23.52
12 | TC | 8 | MnROAD Thermal Couple Tree - Omega | 1993-01-01 |  | 118187.65 | -0.03 | 35.52
12 | TC | 9 | MnROAD Thermal Couple Tree - Omega | 1993-01-01 |  | 118187.65 | -0.03 | 47.52
12 | TC | 10 | MnROAD Thermal Couple Tree - Omega | 1993-01-01 |  | 118187.65 | -0.03 | 59.52
12 | TC | 11 | MnROAD Thermal Couple Tree - Omega | 1993-01-01 |  | 118187.65 | -0.03 | 95.52
12 | TC | 12 | MnROAD Thermal Couple Tree - Omega | 1993-01-01 |  | 118185.93 | -9.91 | 1.2
12 | TC | 13 | MnROAD Thermal Couple Tree - Omega | 1993-01-01 |  | 118185.93 | -9.91 | 3
12 | TC | 14 | MnROAD Thermal Couple Tree - Omega | 1993-01-01 |  | 118185.93 | -9.91 | 6
12 | TC | 15 | MnROAD Thermal Couple Tree - Omega | 1993-01-01 |  | 118185.93 | -9.91 | 9.48
12 | TC | 16 | MnROAD Thermal Couple Tree - Omega | 1993-01-01 |  | 118185.93 | -9.91 | 10.56
12 | TC | 17 | MnROAD Thermal Couple Tree - Omega | 1993-01-01 |  | 118185.93 | -9.91 | 16.56
12 | TC | 18 | MnROAD Thermal Couple Tree - Omega | 1993-01-01 |  | 118185.93 | -9.91 | 22.56
12 | TC | 19 | MnROAD Thermal Couple Tree - Omega | 1993-01-01 |  | 118185.93 | -9.91 | 34.56
12 | TC | 20 | MnROAD Thermal Couple Tree - Omega | 1993-01-01 |  | 118185.93 | -9.91 | 46.56
12 | TC | 21 | MnROAD Thermal Couple Tree - Omega | 1993-01-01 |  | 118185.93 | -9.91 | 58.56
12 | TC | 22 | MnROAD Thermal Couple Tree - Omega | 1993-01-01 |  | 118185.93 | -9.91 | 94.56
12 | TC | 23 | MnROAD Thermal Couple Tree - Omega | 1993-01-01 |  | 118184.82 | -15.89 | 1.08
12 | TC | 24 | MnROAD Thermal Couple Tree - Omega | 1993-01-01 |  | 118184.82 | -15.89 | 3
12 | TC | 25 | MnROAD Thermal Couple Tree - Omega | 1993-01-01 |  | 118184.82 | -15.89 | 5.88
12 | TC | 26 | MnROAD Thermal Couple Tree - Omega | 1993-01-01 |  | 118184.82 | -15.89 | 9.12
12 | TC | 27 | MnROAD Thermal Couple Tree - Omega | 1993-01-01 |  | 118184.82 | -15.89 | 11.64
12 | TC | 28 | MnROAD Thermal Couple Tree - Omega | 1993-01-01 |  | 118184.82 | -15.89 | 17.64
12 | TC | 29 | MnROAD Thermal Couple Tree - Omega | 1993-01-01 |  | 118184.82 | -15.89 | 23.64
12 | TC | 30 | MnROAD Thermal Couple Tree - Omega | 1993-01-01 |  | 118184.82 | -15.89 | 35.64
12 | TC | 31 | MnROAD Thermal Couple Tree - Omega | 1993-01-01 |  | 118184.82 | -15.89 | 47.64
12 | TC | 32 | MnROAD Thermal Couple Tree - Omega | 1993-01-01 |  | 118184.82 | -15.89 | 59.64
12 | TC | 33 | MnROAD Thermal Couple Tree - Omega | 1993-01-01 |  | 118184.82 | -15.89 | 95.64
12 | TC | 34 | MnROAD Thermal Couple Tree - Omega | 1993-01-01 |  | 118191.37 | -25.46 | 6.48
12 | TC | 35 | MnROAD Thermal Couple Tree - Omega | 1993-01-01 |  | 118191.37 | -25.46 | 9.96
12 | TC | 36 | MnROAD Thermal Couple Tree - Omega | 1993-01-01 |  | 118191.37 | -25.46 | 12.48
12 | TC | 37 | MnROAD Thermal Couple Tree - Omega | 1993-01-01 |  | 118191.37 | -25.46 | 18.48
12 | TC | 38 | MnROAD Thermal Couple Tree - Omega | 1993-01-01 |  | 118191.37 | -25.46 | 24.48
12 | TC | 39 | MnROAD Thermal Couple Tree - Omega | 1993-01-01 |  | 118191.37 | -25.46 | 36.48
12 | TC | 40 | MnROAD Thermal Couple Tree - Omega | 1993-01-01 |  | 118191.37 | -25.46 | 48.48
12 | TC | 41 | MnROAD Thermal Couple Tree - Omega | 1993-01-01 |  | 118191.37 | -25.46 | 60.48
12 | TC | 42 | MnROAD Thermal Couple Tree - Omega | 1993-01-01 | 2007-11-17 | 118191.37 | -25.46 | 96.48
12 | TD | 1 | Time Domain Reflectometer | 1993-01-01 |  | 118189.97 | 0.04 | 11.64
12 | TD | 2 | Time Domain Reflectometer | 1993-01-01 |  | 118189.97 | 0.04 | 17.64
12 | TD | 3 | Time Domain Reflectometer | 1993-01-01 |  | 118189.97 | 0.04 | 24.12
12 | TD | 4 | Time Domain Reflectometer | 1993-01-01 |  | 118189.97 | 0.04 | 36.12
12 | TD | 5 | Time Domain Reflectometer | 1993-01-01 |  | 118189.97 | 0.04 | 48.12
12 | TD | 6 | Time Domain Reflectometer | 1993-01-01 |  | 118189.97 | 0.04 | 59.64
12 | TD | 7 | Time Domain Reflectometer | 1993-01-01 |  | 118189.97 | 0.04 | 95.64
12 | TD | 8 | Time Domain Reflectometer | 1993-01-01 |  | 118187.95 | -9.82 | 13.08
12 | TD | 9 | Time Domain Reflectometer | 1993-01-01 |  | 118187.95 | -9.82 | 19.32
12 | TD | 10 | Time Domain Reflectometer | 1993-01-01 |  | 118187.95 | -9.82 | 25.08
12 | TD | 11 | Time Domain Reflectometer | 1993-01-01 |  | 118187.95 | -9.82 | 37.32
12 | TD | 12 | Time Domain Reflectometer | 1993-01-01 |  | 118187.95 | -9.82 | 49.32
12 | TD | 13 | Time Domain Reflectometer | 1993-01-01 |  | 118187.95 | -9.82 | 61.08
12 | TD | 14 | Time Domain Reflectometer | 1993-01-01 |  | 118187.95 | -9.82 | 96.6
12 | TD | 15 | Time Domain Reflectometer | 1993-01-01 |  | 118187.32 | -16.16 | 12.96
12 | TD | 16 | Time Domain Reflectometer | 1993-01-01 |  | 118187.32 | -16.16 | 18.96
12 | TD | 17 | Time Domain Reflectometer | 1993-01-01 |  | 118187.32 | -16.16 | 24.96
12 | TD | 18 | Time Domain Reflectometer | 1993-01-01 |  | 118187.32 | -16.16 | 30.96
12 | TD | 19 | Time Domain Reflectometer | 1993-01-01 |  | 118187.32 | -16.16 | 37.44
12 | TD | 20 | Time Domain Reflectometer | 1993-01-01 |  | 118187.32 | -16.16 | 49.44
12 | TD | 21 | Time Domain Reflectometer | 1993-01-01 |  | 118187.32 | -16.16 | 61.2
12 | TD | 22 | Time Domain Reflectometer | 1993-01-01 |  | 118193.86 | -25.16 | 12.72
12 | TD | 23 | Time Domain Reflectometer | 1993-01-01 |  | 118193.86 | -25.16 | 18.24
12 | TD | 24 | Time Domain Reflectometer | 1993-01-01 |  | 118193.86 | -25.16 | 25.08
12 | TD | 25 | Time Domain Reflectometer | 1993-01-01 |  | 118193.86 | -25.16 | 30.96
12 | TD | 26 | Time Domain Reflectometer | 1993-01-01 |  | 118193.86 | -25.16 | 36.96
12 | TD | 27 | Time Domain Reflectometer | 1993-01-01 |  | 118193.86 | -25.16 | 48.96
12 | TD | 28 | Time Domain Reflectometer | 1993-01-01 |  | 118193.86 | -25.16 | 61.2
12 | WM | 1 | Water Mark - Irrometer | 1993-01-01 |  | 118189.97 | 0.04 | 11.64
12 | WM | 2 | Water Mark - Irrometer | 1993-01-01 |  | 118189.97 | 0.04 | 17.64
12 | WM | 3 | Water Mark - Irrometer | 1993-01-01 |  | 118189.97 | 0.04 | 24.12
12 | WM | 4 | Water Mark - Irrometer | 1993-01-01 |  | 118189.97 | 0.04 | 36.12
12 | WM | 5 | Water Mark - Irrometer | 1993-01-01 |  | 118189.97 | 0.04 | 48.12
12 | WM | 6 | Water Mark - Irrometer | 1993-01-01 |  | 118189.97 | 0.04 | 59.64
12 | WM | 7 | Water Mark - Irrometer | 1993-01-01 |  | 118189.97 | 0.04 | 95.64
12 | WM | 8 | Water Mark - Irrometer | 1993-01-01 |  | 118187.95 | -9.82 | 13.08
12 | WM | 9 | Water Mark - Irrometer | 1993-01-01 |  | 118187.95 | -9.82 | 19.32
12 | WM | 10 | Water Mark - Irrometer | 1993-01-01 |  | 118187.95 | -9.82 | 25.08
12 | WM | 11 | Water Mark - Irrometer | 1993-01-01 |  | 118187.95 | -9.82 | 37.32
12 | WM | 12 | Water Mark - Irrometer | 1993-01-01 |  | 118187.95 | -9.82 | 49.32
12 | WM | 13 | Water Mark - Irrometer | 1993-01-01 |  | 118187.95 | -9.82 | 61.08
12 | WM | 14 | Water Mark - Irrometer | 1993-01-01 |  | 118187.95 | -9.82 | 96.6
12 | WM | 15 | Water Mark - Irrometer | 1993-01-01 |  | 118187.32 | -16.16 | 12.96
12 | WM | 16 | Water Mark - Irrometer | 1993-01-01 |  | 118187.32 | -16.16 | 18.96
12 | WM | 17 | Water Mark - Irrometer | 1993-01-01 |  | 118187.32 | -16.16 | 24.96
12 | WM | 18 | Water Mark - Irrometer | 1993-01-01 |  | 118187.32 | -16.16 | 30.96
12 | WM | 19 | Water Mark - Irrometer | 1993-01-01 |  | 118187.32 | -16.16 | 37.44
12 | WM | 20 | Water Mark - Irrometer | 1993-01-01 |  | 118187.32 | -16.16 | 49.44
12 | WM | 21 | Water Mark - Irrometer | 1993-01-01 |  | 118187.32 | -16.16 | 61.2
12 | WM | 22 | Water Mark - Irrometer | 1993-01-01 |  | 118193.86 | -25.16 | 12.72
12 | WM | 23 | Water Mark - Irrometer | 1993-01-01 |  | 118193.86 | -25.16 | 18.24
12 | WM | 24 | Water Mark - Irrometer | 1993-01-01 |  | 118193.86 | -25.16 | 25.08
12 | WM | 25 | Water Mark - Irrometer | 1993-01-01 |  | 118193.86 | -25.16 | 30.96
12 | WM | 26 | Water Mark - Irrometer | 1993-01-01 |  | 118193.86 | -25.16 | 36.96
12 | WM | 27 | Water Mark - Irrometer | 1993-01-01 |  | 118193.86 | -25.16 | 48.96
12 | WM | 28 | Water Mark - Irrometer | 1993-01-01 | 2007-11-17 | 118193.86 | -25.16 | 61.2
12 | XD | 1 | Thermister on a Static Soil Pressure Gauge | 1993-01-01 | 2007-11-17 | 118190.42 | -10 | 13.32
12 | XD | 2 | Thermister on a Static Soil Pressure Gauge | 1993-01-01 | 2007-11-17 | 118190.42 | -10 | 19.2
12 | XD | 3 | Thermister on a Static Soil Pressure Gauge | 1993-01-01 | 2007-11-17 | 118190.42 | -10 | 25.2
12 | XD | 4 | Thermister on a Static Soil Pressure Gauge | 1993-01-01 | 2007-11-17 | 118190.42 | -10 | 31.2
12 | XL | 1 | Thermister placed on a Static Lateral Pressure Gauge | 1993-01-01 | 2007-11-17 | 118197.5 | 2.26 | 49.44
12 | XS | 1 | Positive Pore Water Pressure | 1993-01-01 | 2007-11-17 | 118194.13 | 1.58 | 47.76
12 | XS | 2 | Positive Pore Water Pressure | 1993-01-01 | 2007-11-17 | 118195.72 | 1.47 | 35.64
12 | XS | 3 | Positive Pore Water Pressure | 1993-01-01 | 2007-11-17 | 118198.26 | 1.47 | 23.16
12 | XS | 4 | Positive Pore Water Pressure | 1993-01-01 | 2007-11-17 | 118194.08 | 1.51 | 11.76
12 | XT | 1 | Thermister on a Dynamic Soil Pressure Gauge | 1993-01-01 | 2007-11-17 | 118194.25 | -0.07 | 48.12
12 | XT | 2 | Thermister on a Dynamic Soil Pressure Gauge | 1993-01-01 | 2007-11-17 | 118195.42 | -0.03 | 35.88
12 | XT | 3 | Thermister on a Dynamic Soil Pressure Gauge | 1993-01-01 | 2007-11-17 | 118198.16 | 0.11 | 24.12
12 | XT | 4 | Thermister on a Dynamic Soil Pressure Gauge | 1993-01-01 | 2007-11-17 | 118193.92 | 0.01 | 12
13 | CE | 1 | Dynamic Strain - Tokyo Sokki (PML-60) | 1993-01-01 | 2007-11-17 | 118525.84 | -3.82 | 1.2 | Longitudinal
13 | CE | 2 | Dynamic Strain - Tokyo Sokki (PML-60) | 1993-01-01 | 2007-11-17 | 118525.34 | -6.84 | 1.32 | Longitudinal
13 | CE | 3 | Dynamic Strain - Tokyo Sokki (PML-60) | 1993-01-01 | 2007-11-17 | 118524.79 | -9.83 | 1.56 | Longitudinal
13 | CE | 4 | Dynamic Strain - Tokyo Sokki (PML-60) | 1993-01-01 | 2007-11-17 | 118524.69 | -10.86 | 1.68 | Longitudinal
13 | CE | 5 | Dynamic Strain - Tokyo Sokki (PML-60) | 1993-01-01 | 2007-11-17 | 118525.84 | -3.82 | 9 | Transverse
13 | CE | 6 | Dynamic Strain - Tokyo Sokki (PML-60) | 1993-01-01 | 2007-11-17 | 118525.34 | -6.84 | 9 | Transverse
13 | CE | 7 | Dynamic Strain - Tokyo Sokki (PML-60) | 1993-01-01 | 2007-11-17 | 118524.79 | -9.83 | 9.48 | Transverse
13 | CE | 8 | Dynamic Strain - Tokyo Sokki (PML-60) | 1993-01-01 | 2007-11-17 | 118524.69 | -10.86 | 9.48 | Transverse
13 | CE | 9 | Dynamic Strain - Tokyo Sokki (PML-60) | 1993-01-01 | 2007-11-17 | 118534.28 | -3.82 | 0.84 | Longitudinal
13 | CE | 10 | Dynamic Strain - Tokyo Sokki (PML-60) | 1993-01-01 | 2007-11-17 | 118533.41 | -9.87 | 1.2 | Longitudinal
13 | CE | 11 | Dynamic Strain - Tokyo Sokki (PML-60) | 1993-01-01 | 2007-11-17 | 118533.22 | -10.79 | 1.2 | Longitudinal
13 | CE | 12 | Dynamic Strain - Tokyo Sokki (PML-60) | 1993-01-01 | 2007-11-17 | 118534.28 | -3.82 | 8.16 | Transverse
13 | CE | 13 | Dynamic Strain - Tokyo Sokki (PML-60) | 1993-01-01 | 2007-11-17 | 118533.41 | -9.87 | 9 | Transverse
13 | CE | 14 | Dynamic Strain - Tokyo Sokki (PML-60) | 1993-01-01 | 2007-11-17 | 118533.22 | -10.79 | 9 | Transverse
13 | CE | 15 | Dynamic Strain - Tokyo Sokki (PML-60) | 1993-01-01 | 2007-11-17 | 118542.87 | -3.86 | 1.2 | Longitudinal
13 | CE | 16 | Dynamic Strain - Tokyo Sokki (PML-60) | 1993-01-01 | 2007-11-17 | 118542.39 | -6.89 | 1.32 | Longitudinal
13 | CE | 17 | Dynamic Strain - Tokyo Sokki (PML-60) | 1993-01-01 | 2007-11-17 | 118541.89 | -9.8 | 1.2 | Longitudinal
13 | CE | 18 | Dynamic Strain - Tokyo Sokki (PML-60) | 1993-01-01 | 2007-11-17 | 118541.56 | -10.86 | 1.32 | Longitudinal
13 | CE | 19 | Dynamic Strain - Tokyo Sokki (PML-60) | 1993-01-01 | 2007-11-17 | 118542.87 | -3.86 | 8.88 | Transverse
13 | CE | 20 | Dynamic Strain - Tokyo Sokki (PML-60) | 1993-01-01 | 2007-11-17 | 118542.39 | -6.89 | 9 | Transverse
13 | CE | 21 | Dynamic Strain - Tokyo Sokki (PML-60) | 1993-01-01 | 2007-11-17 | 118541.89 | -9.8 | 9 | Transverse
13 | CE | 22 | Dynamic Strain - Tokyo Sokki (PML-60) | 1993-01-01 | 2007-11-17 | 118541.56 | -10.86 | 9.24 | Transverse
13 | CE | 23 | Dynamic Strain - Tokyo Sokki (PML-60) | 1993-01-01 | 2007-11-17 | 118534.44 | -10.08 | 0.12
13 | CE | 24 | Dynamic Strain - Tokyo Sokki (PML-60) | 1993-01-01 | 2007-11-17 | 118534.44 | -10.08 | 0.96
13 | CE | 25 | Dynamic Strain - Tokyo Sokki (PML-60) | 1993-01-01 | 2007-11-17 | 118534.44 | -10.08 | 9
13 | CE | 26 | Dynamic Strain - Tokyo Sokki (PML-60) | 1993-01-01 | 2007-11-17 | 118532.98 | -11.67 | 0.12
13 | CE | 27 | Dynamic Strain - Tokyo Sokki (PML-60) | 1993-01-01 | 2007-11-17 | 118532.98 | -11.67 | 0.96
13 | CE | 28 | Dynamic Strain - Tokyo Sokki (PML-60) | 1993-01-01 | 2007-11-17 | 118532.98 | -11.67 | 9
13 | CE | 29 | Dynamic Strain - Tokyo Sokki (PML-60) | 1993-01-01 | 2007-11-17 | 118525.84 | -3.82 | 1.2 | Longitudinal
13 | CE | 30 | Dynamic Strain - Tokyo Sokki (PML-60) | 1993-01-01 | 2007-11-17 | 118525.84 | -3.82 | 9 | Transverse
13 | DT | 1 | Linear Variable Differential Transducer | 1993-01-01 | 2007-11-17 | 118544.61 | 3.9 | 3
13 | DT | 2 | Linear Variable Differential Transducer | 1993-01-01 | 2007-11-17 | 118545.59 | 9.97 | 3
13 | DT | 3 | Linear Variable Differential Transducer | 1993-01-01 | 2007-11-17 | 118546.52 | 3.97 | 3
13 | DT | 4 | Linear Variable Differential Transducer | 1993-01-01 | 2007-11-17 | 118547.57 | 9.92 | 3
13 | HC | 1 | Horizonal Clip Gauge - Tokyo Sokki (PI-5S-50/150) | 1993-01-01 | 2007-11-17 | 118524.19 | -4.06 | 2.04
13 | HC | 2 | Horizonal Clip Gauge - Tokyo Sokki (PI-5S-50/150) | 1993-01-01 | 2007-11-17 | 118523.33 | -9.83 | 2.04
13 | HC | 3 | Horizonal Clip Gauge - Tokyo Sokki (PI-5S-50/150) | 1993-01-01 | 2007-11-17 | 118566.08 | 4.05 | 2.04
13 | HC | 4 | Horizonal Clip Gauge - Tokyo Sokki (PI-5S-50/150) | 1993-01-01 | 2007-11-17 | 118567.12 | 10.08 | 2.04
13 | NP | 1 | Neutron Probe | 1993-01-01 | 2007-11-17 | 118569.04 | -5.99 | 0
13 | OS | 1 | MnROAD Open Stand Pipe | 1993-01-01 | 2007-11-17 | 118558.43 | -25.06 | 180
13 | PA | 1 | Piezo-Accelerometer | 1993-01-01 | 2007-11-17 | 118542.94 | -5.86 | 1.44
13 | PA | 2 | Piezo-Accelerometer | 1993-01-01 | 2007-11-17 | 118543.44 | -5.86 | 1.56
13 | PA | 3 | Piezo-Accelerometer | 1993-01-01 | 2007-11-17 | 118544.44 | -5.88 | 1.8
13 | PA | 4 | Piezo-Accelerometer | 1993-01-01 | 2007-11-17 | 118544.95 | -5.9 | 1.68
13 | PA | 5 | Piezo-Accelerometer | 1993-01-01 | 2007-11-17 | 118545.44 | -5.88 | 1.44
13 | PA | 6 | Piezo-Accelerometer | 1993-01-01 | 2007-11-17 | 118545.93 | -5.9 | 1.8
13 | PG | 1 | Dynamic Normal Pressure Gauge - Geokon 3500 | 1993-01-01 | 2007-11-17 | 118545.83 | -3.77 | 9.36
13 | PG | 2 | Dynamic Normal Pressure Gauge - Geokon 3500 | 1993-01-01 | 2007-11-17 | 118544.81 | -9.75 | 9.6
13 | PG | 3 | Dynamic Normal Pressure Gauge - Geokon 3500 | 1993-01-01 | 2007-11-17 | 118549.03 | -5.92 | 9.48
13 | PG | 4 | Dynamic Normal Pressure Gauge - Geokon 3500 | 1993-01-01 | 2007-11-17 | 118554.4 | -3.74 | 9.36
13 | PG | 5 | Dynamic Normal Pressure Gauge - Geokon 3500 | 1993-01-01 | 2007-11-17 | 118553.27 | -9.87 | 9.36
13 | PG | 6 | Dynamic Normal Pressure Gauge - Geokon 3500 | 1993-01-01 | 2007-11-17 | 118558.95 | -5.89 | 9.48
13 | PG | 7 | Dynamic Normal Pressure Gauge - Geokon 3500 | 1993-01-01 | 2007-11-17 | 118562.92 | -3.76 | 9.6
13 | PG | 8 | Dynamic Normal Pressure Gauge - Geokon 3500 | 1993-01-01 | 2007-11-17 | 118561.9 | -9.71 | 9.48
13 | RP | 1 | Resistivity Probe | 1993-01-01 | 2007-11-17 | 118566.61 | -9.94 | 11.52
13 | SS | 1 | Steel Strain Gauge | 1993-01-01 | 2007-11-17 | 118544.86 | -0.5 | 2.4
13 | SS | 5 | Steel Strain Gauge | 1993-01-01 | 2007-11-17 | 118544.39 | -3.47 | 2.64
13 | SS | 9 | Steel Strain Gauge | 1993-01-01 | 2007-11-17 | 118543.94 | -6.42 | 2.88
13 | SS | 13 | Steel Strain Gauge | 1993-01-01 | 2007-11-17 | 118543.75 | -7.41 | 3.12
13 | SS | 17 | Steel Strain Gauge | 1993-01-01 | 2007-11-17 | 118543.4 | -9.38 | 3.48
13 | SS | 21 | Steel Strain Gauge | 1993-01-01 | 2007-11-17 | 118543.11 | -11.33 | 3
13 | TC | 1 | MnROAD Thermal Couple Tree - Omega | 1993-01-01 | 2007-11-17 | 118566 | -9.84 | 0.96
13 | TC | 2 | MnROAD Thermal Couple Tree - Omega | 1993-01-01 | 2007-11-17 | 118566 | -9.84 | 3
13 | TC | 3 | MnROAD Thermal Couple Tree - Omega | 1993-01-01 | 2007-11-17 | 118566 | -9.84 | 6
13 | TC | 4 | MnROAD Thermal Couple Tree - Omega | 1993-01-01 | 2007-11-17 | 118566 | -9.84 | 9.48
13 | TC | 5 | MnROAD Thermal Couple Tree - Omega | 1993-01-01 | 2007-11-17 | 118566 | -9.84 | 11.52
13 | TC | 6 | MnROAD Thermal Couple Tree - Omega | 1993-01-01 | 2007-11-17 | 118566 | -9.84 | 17.52
13 | TC | 7 | MnROAD Thermal Couple Tree - Omega | 1993-01-01 | 2007-11-17 | 118566 | -9.84 | 23.52
13 | TC | 8 | MnROAD Thermal Couple Tree - Omega | 1993-01-01 | 2007-11-17 | 118566 | -9.84 | 35.52
13 | TC | 9 | MnROAD Thermal Couple Tree - Omega | 1993-01-01 | 2007-11-17 | 118566 | -9.84 | 47.52
13 | TC | 10 | MnROAD Thermal Couple Tree - Omega | 1993-01-01 | 2007-11-17 | 118566 | -9.84 | 59.52
13 | TC | 11 | MnROAD Thermal Couple Tree - Omega | 1993-01-01 | 2007-11-17 | 118566 | -9.84 | 95.52
13 | TD | 1 | Time Domain Reflectometer | 1993-01-01 | 2007-11-17 | 118568.04 | -9.66 | 12.36
13 | TD | 2 | Time Domain Reflectometer | 1993-01-01 | 2007-11-17 | 118568.04 | -9.66 | 17.88
13 | TD | 3 | Time Domain Reflectometer | 1993-01-01 | 2007-11-17 | 118568.04 | -9.66 | 24.36
13 | TD | 4 | Time Domain Reflectometer | 1993-01-01 | 2007-11-17 | 118568.04 | -9.66 | 36.36
13 | TD | 5 | Time Domain Reflectometer | 1993-01-01 | 2007-11-17 | 118568.04 | -9.66 | 48.36
13 | TD | 6 | Time Domain Reflectometer | 1993-01-01 | 2007-11-17 | 118568.04 | -9.66 | 60.36
13 | TD | 7 | Time Domain Reflectometer | 1993-01-01 | 2007-11-17 | 118568.04 | -9.66 | 96.36
13 | WM | 1 | Water Mark - Irrometer | 1993-01-01 | 2007-11-17 | 118568.04 | -9.66 | 12.36
13 | WM | 2 | Water Mark - Irrometer | 1993-01-01 | 2007-11-17 | 118568.04 | -9.66 | 17.88
13 | WM | 3 | Water Mark - Irrometer | 1993-01-01 | 2007-11-17 | 118568.04 | -9.66 | 24.36
13 | WM | 4 | Water Mark - Irrometer | 1993-01-01 | 2007-11-17 | 118568.04 | -9.66 | 36.36
13 | WM | 5 | Water Mark - Irrometer | 1993-01-01 | 2007-11-17 | 118568.04 | -9.66 | 48.36
13 | WM | 6 | Water Mark - Irrometer | 1993-01-01 | 2007-11-17 | 118568.04 | -9.66 | 60.36
13 | WM | 7 | Water Mark - Irrometer | 1993-01-01 | 2007-11-17 | 118568.04 | -9.66 | 96.36
14 | EC | 101 | Decagon Moisture Sensor - TE | 2008-09-01 |  | 119351.79 | -8.6 | 7 | Horizontal
14 | EC | 102 | Decagon Moisture Sensor - TE | 2008-09-01 |  | 119351.79 | -8.6 | 9 | Horizontal
14 | EC | 103 | Decagon Moisture Sensor - TE | 2008-09-01 |  | 119351.79 | -8.6 | 12 | Horizontal
14 | EC | 104 | Decagon Moisture Sensor - TE | 2008-09-01 |  | 119351.79 | -8.6 | 18 | Horizontal
14 | EC | 105 | Decagon Moisture Sensor - TE | 2008-09-01 |  | 119351.79 | -8.6 | 30 | Horizontal
14 | EC | 106 | Decagon Moisture Sensor - TE | 2008-09-01 |  | 119351.79 | -8.6 | 48 | Horizontal
14 | EC | 107 | Decagon Moisture Sensor - TE | 2008-09-01 |  | 119351.79 | -8.6 | 60 | Horizontal
14 | EC | 108 | Decagon Moisture Sensor - TE | 2008-09-01 |  | 119351.79 | -8.6 | 72 | Horizontal
14 | ET | 101 | Decagon Moisture - 5TE (temperature) | 2008-09-01 |  | 119351.8 | -8.6 | 7 | Horizontal
14 | ET | 102 | Decagon Moisture - 5TE (temperature) | 2008-09-01 |  | 119351.8 | -8.6 | 9 | Horizontal
14 | ET | 103 | Decagon Moisture - 5TE (temperature) | 2008-09-01 |  | 119351.8 | -8.6 | 12 | Horizontal
14 | ET | 104 | Decagon Moisture - 5TE (temperature) | 2008-09-01 |  | 119351.8 | -8.6 | 18 | Horizontal
14 | ET | 105 | Decagon Moisture - 5TE (temperature) | 2008-09-01 |  | 119351.8 | -8.6 | 30 | Horizontal
14 | ET | 106 | Decagon Moisture - 5TE (temperature) | 2008-09-01 |  | 119351.8 | -8.6 | 48 | Horizontal
14 | ET | 107 | Decagon Moisture - 5TE (temperature) | 2008-09-01 |  | 119351.8 | -8.6 | 60 | Horizontal
14 | ET | 108 | Decagon Moisture - 5TE (temperature) | 2008-09-01 |  | 119351.8 | -8.6 | 72 | Horizontal
14 | EW | 101 | Decagon Moisture - 5TE (volumetric moisture content) | 2008-09-01 |  | 119351.8 | -8.6 | 7 | Horizontal
14 | EW | 102 | Decagon Moisture - 5TE (volumetric moisture content) | 2008-09-01 |  | 119351.8 | -8.6 | 9 | Horizontal
14 | EW | 103 | Decagon Moisture - 5TE (volumetric moisture content) | 2008-09-01 |  | 119351.8 | -8.6 | 12 | Horizontal
14 | EW | 104 | Decagon Moisture - 5TE (volumetric moisture content) | 2008-09-01 |  | 119351.8 | -8.6 | 18 | Horizontal
14 | EW | 105 | Decagon Moisture - 5TE (volumetric moisture content) | 2008-09-01 |  | 119351.8 | -8.6 | 30 | Horizontal
14 | EW | 106 | Decagon Moisture - 5TE (volumetric moisture content) | 2008-09-01 |  | 119351.8 | -8.6 | 48 | Horizontal
14 | EW | 107 | Decagon Moisture - 5TE (volumetric moisture content) | 2008-09-01 |  | 119351.8 | -8.6 | 60 | Horizontal
14 | EW | 108 | Decagon Moisture - 5TE (volumetric moisture content) | 2008-09-01 |  | 119351.8 | -8.6 | 72 | Horizontal
14 | NP | 1 | Neutron Probe | 1993-01-01 | 2007-11-17 | 119248.17 | -6.01 | 0
14 | OS | 1 | MnROAD Open Stand Pipe | 1993-01-01 |  | 119242.24 | -25.33 | 180
14 | RP | 1 | Resistivity Probe | 1993-01-01 | 2007-11-17 | 119246.37 | -9.7 | 11.16
14 | TC | 1 | MnROAD Thermal Couple Tree - Omega | 1993-01-01 |  | 119245.74 | -9.72 | 1.2
14 | TC | 2 | MnROAD Thermal Couple Tree - Omega | 1993-01-01 |  | 119245.74 | -9.72 | 2.28
14 | TC | 3 | MnROAD Thermal Couple Tree - Omega | 1993-01-01 |  | 119245.74 | -9.72 | 5.28
14 | TC | 4 | MnROAD Thermal Couple Tree - Omega | 1993-01-01 |  | 119245.74 | -9.72 | 10.68
14 | TC | 5 | MnROAD Thermal Couple Tree - Omega | 1993-01-01 |  | 119245.74 | -9.72 | 15.36
14 | TC | 6 | MnROAD Thermal Couple Tree - Omega | 1993-01-01 |  | 119245.74 | -9.72 | 23.4
14 | TC | 7 | MnROAD Thermal Couple Tree - Omega | 1993-01-01 |  | 119245.74 | -9.72 | 35.4
14 | TC | 8 | MnROAD Thermal Couple Tree - Omega | 1993-01-01 |  | 119245.74 | -9.72 | 47.4
14 | TC | 9 | MnROAD Thermal Couple Tree - Omega | 1993-01-01 |  | 119245.74 | -9.72 | 59.4
14 | TC | 10 | MnROAD Thermal Couple Tree - Omega | 1993-01-01 |  | 119245.74 | -9.72 | 95.4
14 | TC | 107 | MnROAD Thermal Couple Tree - Omega | 2008-09-01 |  | 119002.25 | -7.1 | 6.996
14 | TC | 108 | MnROAD Thermal Couple Tree - Omega | 2008-09-01 |  | 119002.25 | -7.1 | 9.996
14 | TC | 115 | MnROAD Thermal Couple Tree - Omega | 2008-10-09 |  | 119349.41 | -11.1 | 6.996 | Vertical
14 | TC | 116 | MnROAD Thermal Couple Tree - Omega | 2008-10-09 |  | 119349.41 | -11.1 | 9 | Vertical
14 | TC | 123 | MnROAD Thermal Couple Tree - Omega | 2008-10-09 |  | 119351.79 | -8.6 | 6.996 | Vertical
14 | TC | 124 | MnROAD Thermal Couple Tree - Omega | 2008-10-09 |  | 119351.79 | -8.6 | 9 | Vertical
14 | TC | 125 | MnROAD Thermal Couple Tree - Omega | 2008-10-09 |  | 119351.79 | -8.6 | 12 | Vertical
14 | TC | 126 | MnROAD Thermal Couple Tree - Omega | 2008-10-09 |  | 119351.79 | -8.6 | 18 | Vertical
14 | TC | 127 | MnROAD Thermal Couple Tree - Omega | 2008-10-09 |  | 119351.79 | -8.6 | 24 | Vertical
14 | TC | 128 | MnROAD Thermal Couple Tree - Omega | 2008-10-09 |  | 119351.79 | -8.6 | 30 | Vertical
14 | TC | 129 | MnROAD Thermal Couple Tree - Omega | 2008-10-09 |  | 119351.79 | -8.6 | 36 | Vertical
14 | TC | 130 | MnROAD Thermal Couple Tree - Omega | 2008-10-09 |  | 119351.79 | -8.6 | 48 | Vertical
14 | TC | 131 | MnROAD Thermal Couple Tree - Omega | 2008-10-09 |  | 119351.79 | -8.6 | 60 | Vertical
14 | TC | 132 | MnROAD Thermal Couple Tree - Omega | 2008-10-09 |  | 119351.79 | -8.6 | 72 | Vertical
14 | TD | 1 | Time Domain Reflectometer | 1993-01-01 |  | 119248.03 | -9.58 | 11.4
14 | TD | 2 | Time Domain Reflectometer | 1993-01-01 |  | 119248.03 | -9.58 | 16.8
14 | TD | 3 | Time Domain Reflectometer | 1993-01-01 |  | 119248.03 | -9.58 | 24.84
14 | TD | 4 | Time Domain Reflectometer | 1993-01-01 |  | 119248.03 | -9.58 | 36.84
14 | TD | 5 | Time Domain Reflectometer | 1993-01-01 |  | 119248.03 | -9.58 | 48.48
14 | TD | 6 | Time Domain Reflectometer | 1993-01-01 |  | 119248.03 | -9.58 | 60.72
14 | TD | 7 | Time Domain Reflectometer | 1993-01-01 |  | 119248.03 | -9.58 | 96.6
14 | TE | 1 | Bituminous Transverse Embedment Strain Gauge | 1993-01-01 | 2007-11-17 | 119259.96 | -10.76 | 10.92
14 | TE | 2 | Bituminous Transverse Embedment Strain Gauge | 1993-01-01 | 2007-11-17 | 119260.03 | -9.72 | 11.16
14 | TE | 3 | Bituminous Transverse Embedment Strain Gauge | 1993-01-01 |  | 119260.06 | -8.8 | 11.16
14 | WM | 1 | Water Mark - Irrometer | 1993-01-01 |  | 119248.03 | -9.58 | 11.4
14 | WM | 2 | Water Mark - Irrometer | 1993-01-01 |  | 119248.03 | -9.58 | 16.8
14 | WM | 3 | Water Mark - Irrometer | 1993-01-01 |  | 119248.03 | -9.58 | 24.84
14 | WM | 4 | Water Mark - Irrometer | 1993-01-01 |  | 119248.03 | -9.58 | 36.84
14 | WM | 5 | Water Mark - Irrometer | 1993-01-01 |  | 119248.03 | -9.58 | 48.48
14 | WM | 6 | Water Mark - Irrometer | 1993-01-01 |  | 119248.03 | -9.58 | 60.72
14 | WM | 7 | Water Mark - Irrometer | 1993-01-01 |  | 119248.03 | -9.58 | 96.6
15 | DT | 1 | Linear Variable Differential Transducer | 1993-01-01 | 2007-11-17 | 119584.97 | -10.7 | 3
15 | DT | 2 | Linear Variable Differential Transducer | 1993-01-01 | 2007-11-17 | 119587.01 | -9.72 | 3
15 | DT | 3 | Linear Variable Differential Transducer | 1993-01-01 | 2007-11-17 | 119589.01 | -8.78 | 3
15 | DW | 1 | Dynamic Pore Water Pressure Gauge | 1993-01-01 | 2007-11-17 | 119577.05 | -10.02 | 12.48
15 | DW | 2 | Dynamic Pore Water Pressure Gauge | 1993-01-01 | 2007-11-17 | 119577.05 | -10.02 | 18.48
15 | DW | 3 | Dynamic Pore Water Pressure Gauge | 1993-01-01 | 2007-11-17 | 119577.05 | -10.02 | 24.48
15 | DW | 4 | Dynamic Pore Water Pressure Gauge | 1993-01-01 | 2007-11-17 | 119577.05 | -10.02 | 30.48
15 | DW | 5 | Dynamic Pore Water Pressure Gauge | 1993-01-01 | 2007-11-17 | 119577.05 | -10.02 | 36.48
15 | EC | 100 | Decagon Moisture - 5TE | 2008-11-15 |  | 119586.5 | -6 | 17.568
15 | EC | 101 | Decagon Moisture - 5TE | 2008-11-15 |  | 119586.5 | -6 | 28.1
15 | EC | 102 | Decagon Moisture - 5TE | 2008-11-15 |  | 119586.5 | -6 | 35.1
15 | EC | 103 | Decagon Moisture - 5TE | 2008-11-15 |  | 119586.5 | -6 | 42.2
15 | EC | 104 | Decagon Moisture - 5TE | 2008-11-15 |  | 119586.5 | -6 | 49.1
15 | EC | 105 | Decagon Moisture - 5TE | 2008-11-15 |  | 119586.5 | -6 | 56.2
15 | EC | 106 | Decagon Moisture - 5TE | 2008-11-15 |  | 119586.5 | -6 | 70.3
15 | EC | 107 | Decagon Moisture - 5TE | 2008-11-15 |  | 119586.5 | -6 | 84.2
15 | ET | 100 | Decagon Moisture - 5TE (temperature) | 2008-11-15 |  | 119586.5 | -6 | 17.568
15 | ET | 101 | Decagon Moisture - 5TE (temperature) | 2008-11-15 |  | 119586.5 | -6 | 28.1
15 | ET | 102 | Decagon Moisture - 5TE (temperature) | 2008-11-15 |  | 119586.5 | -6 | 35.1
15 | ET | 103 | Decagon Moisture - 5TE (temperature) | 2008-11-15 |  | 119586.5 | -6 | 42.2
15 | ET | 104 | Decagon Moisture - 5TE (temperature) | 2008-11-15 |  | 119586.5 | -6 | 49.1
15 | ET | 105 | Decagon Moisture - 5TE (temperature) | 2008-11-15 |  | 119586.5 | -6 | 56.2
15 | ET | 106 | Decagon Moisture - 5TE (temperature) | 2008-11-15 |  | 119586.5 | -6 | 70.3
15 | ET | 107 | Decagon Moisture - 5TE (temperature) | 2008-11-15 |  | 119586.5 | -6 | 84.2
15 | EW | 100 | Decagon Moisture - 5TE (volumetric moisture content) | 2008-11-15 |  | 119586.5 | -6 | 17.568
15 | EW | 101 | Decagon Moisture - 5TE (volumetric moisture content) | 2008-11-15 |  | 119586.5 | -6 | 28.1
15 | EW | 102 | Decagon Moisture - 5TE (volumetric moisture content) | 2008-11-15 |  | 119586.5 | -6 | 35.1
15 | EW | 103 | Decagon Moisture - 5TE (volumetric moisture content) | 2008-11-15 |  | 119586.5 | -6 | 42.2
15 | EW | 104 | Decagon Moisture - 5TE (volumetric moisture content) | 2008-11-15 |  | 119586.5 | -6 | 49.1
15 | EW | 105 | Decagon Moisture - 5TE (volumetric moisture content) | 2008-11-15 |  | 119586.5 | -6 | 56.2
15 | EW | 106 | Decagon Moisture - 5TE (volumetric moisture content) | 2008-11-15 |  | 119586.5 | -6 | 70.3
15 | EW | 107 | Decagon Moisture - 5TE (volumetric moisture content) | 2008-11-15 |  | 119586.5 | -6 | 84.2
15 | LE | 1 | Dynamic Strain Gauge - Dynatest | 1993-01-01 | 2007-11-17 | 119579 | -10.73 | 10.92
15 | LE | 2 | Dynamic Strain Gauge - Dynatest | 1993-01-01 | 2007-11-17 | 119579.01 | -9.74 | 10.68
15 | LE | 3 | Dynamic Strain Gauge - Dynatest | 1993-01-01 | 2007-11-17 | 119579.05 | -8.82 | 10.32
15 | NP | 1 | Neutron Probe | 1993-01-01 | 2007-11-17 | 119608.08 | -6.05 | 0
15 | NP | 2 | Neutron Probe | 1993-01-01 | 2007-11-17 | 119595.01 | -13.96 | 0
15 | OS | 1 | MnROAD Open Stand Pipe | 1993-01-01 | 2007-11-17 | 119562.58 | -25.32 | 180
15 | PK | 1 | Dynamic Pressure Gauge | 1993-01-01 | 2007-11-17 | 119577.62 | -10.73 | 11.52
15 | PK | 3 | Dynamic Pressure Gauge | 1993-01-01 | 2007-11-17 | 119577.64 | -8.78 | 11.16
15 | PK | 4 | Dynamic Pressure Gauge | 1993-01-01 | 2007-11-17 | 119577.6 | -9.75 | 11.88
15 | PL | 1 | Static Pressure Gauge | 1993-01-01 | 2007-11-17 | 119575.97 | 2.26 | 48.84
15 | PT | 1 | Static Normal Pressure - Geokon 4800 | 1993-01-01 | 2007-11-17 | 119572.04 | -0.03 | 47.52
15 | PT | 2 | Static Normal Pressure - Geokon 4800 | 1993-01-01 | 2007-11-17 | 119573.09 | 0.03 | 36.36
15 | PT | 3 | Static Normal Pressure - Geokon 4800 | 1993-01-01 | 2007-11-17 | 119575.98 | 0 | 24.24
15 | PT | 4 | Static Normal Pressure - Geokon 4800 | 1993-01-01 | 2007-11-17 | 119571.96 | 0.07 | 18.6
15 | PT | 5 | Static Normal Pressure - Geokon 4800 | 1993-01-01 | 2007-11-17 | 119573.01 | 0.01 | 12.36
15 | RP | 1 | Resistivity Probe | 1993-01-01 | 2007-11-17 | 119593.32 | -0.21 | 11.52
15 | RP | 2 | Resistivity Probe | 1993-01-01 | 2007-11-17 | 119593.34 | -10.02 | 12.6
15 | RP | 3 | Resistivity Probe | 1993-01-01 | 2007-11-17 | 119593.26 | -16.08 | 11.4
15 | RP | 4 | Resistivity Probe | 1993-01-01 | 2007-11-17 | 119581 | -25 | 168
15 | SW | 1 | Positive Pore Water Pressure | 1993-01-01 | 2007-11-17 | 119571.96 | 1.5 | 47.4
15 | SW | 2 | Positive Pore Water Pressure | 1993-01-01 | 2007-11-17 | 119572.99 | 1.58 | 36.36
15 | SW | 3 | Positive Pore Water Pressure | 1993-01-01 | 2007-11-17 | 119575.96 | 1.56 | 23.76
15 | SW | 4 | Positive Pore Water Pressure | 1993-01-01 | 2007-11-17 | 119571.96 | 1.45 | 18.24
15 | SW | 5 | Positive Pore Water Pressure | 1993-01-01 | 2007-11-17 | 119573.05 | 2.07 | 12.96
15 | TC | 1 | MnROAD Thermal Couple Tree - Omega | 1993-01-01 | 2007-11-17 | 119592.63 | -0.25 | 1.08
15 | TC | 2 | MnROAD Thermal Couple Tree - Omega | 1993-01-01 | 2007-11-17 | 119592.63 | -0.25 | 2.04
15 | TC | 3 | MnROAD Thermal Couple Tree - Omega | 1993-01-01 | 2007-11-17 | 119592.63 | -0.25 | 5.16
15 | TC | 4 | MnROAD Thermal Couple Tree - Omega | 1993-01-01 | 2007-11-17 | 119592.63 | -0.25 | 11.28
15 | TC | 5 | MnROAD Thermal Couple Tree - Omega | 1993-01-01 | 2007-11-17 | 119592.63 | -0.25 | 16.56
15 | TC | 6 | MnROAD Thermal Couple Tree - Omega | 1993-01-01 | 2007-11-17 | 119592.63 | -0.25 | 24.6
15 | TC | 7 | MnROAD Thermal Couple Tree - Omega | 1993-01-01 | 2007-11-17 | 119592.63 | -0.25 | 36.6
15 | TC | 8 | MnROAD Thermal Couple Tree - Omega | 1993-01-01 | 2007-11-17 | 119592.63 | -0.25 | 48.6
15 | TC | 9 | MnROAD Thermal Couple Tree - Omega | 1993-01-01 | 2007-11-17 | 119592.63 | -0.25 | 60.6
15 | TC | 10 | MnROAD Thermal Couple Tree - Omega | 1993-01-01 | 2007-11-17 | 119592.63 | -0.25 | 96.6
15 | TC | 11 | MnROAD Thermal Couple Tree - Omega | 1993-01-01 | 2007-11-17 | 119592.65 | -9.92 | 1.08
15 | TC | 12 | MnROAD Thermal Couple Tree - Omega | 1993-01-01 | 2007-11-17 | 119592.65 | -9.92 | 2.16
15 | TC | 13 | MnROAD Thermal Couple Tree - Omega | 1993-01-01 | 2007-11-17 | 119592.65 | -9.92 | 5.04
15 | TC | 14 | MnROAD Thermal Couple Tree - Omega | 1993-01-01 | 2007-11-17 | 119592.65 | -9.92 | 12.12
15 | TC | 15 | MnROAD Thermal Couple Tree - Omega | 1993-01-01 | 2007-11-17 | 119592.65 | -9.92 | 16.44
15 | TC | 16 | MnROAD Thermal Couple Tree - Omega | 1993-01-01 | 2007-11-17 | 119592.65 | -9.92 | 24.48
15 | TC | 17 | MnROAD Thermal Couple Tree - Omega | 1993-01-01 | 2007-11-17 | 119592.65 | -9.92 | 36.48
15 | TC | 18 | MnROAD Thermal Couple Tree - Omega | 1993-01-01 | 2007-11-17 | 119592.65 | -9.92 | 48.48
15 | TC | 19 | MnROAD Thermal Couple Tree - Omega | 1993-01-01 | 2007-11-17 | 119592.65 | -9.92 | 60.48
15 | TC | 20 | MnROAD Thermal Couple Tree - Omega | 1993-01-01 | 2007-11-17 | 119592.65 | -9.92 | 96.48
15 | TC | 21 | MnROAD Thermal Couple Tree - Omega | 1993-01-01 | 2007-11-17 | 119592.69 | -15.9 | 1.08
15 | TC | 22 | MnROAD Thermal Couple Tree - Omega | 1993-01-01 | 2007-11-17 | 119592.69 | -15.9 | 2.16
15 | TC | 23 | MnROAD Thermal Couple Tree - Omega | 1993-01-01 | 2007-11-17 | 119592.69 | -15.9 | 4.92
15 | TC | 24 | MnROAD Thermal Couple Tree - Omega | 1993-01-01 | 2007-11-17 | 119592.69 | -15.9 | 11.04
15 | TC | 25 | MnROAD Thermal Couple Tree - Omega | 1993-01-01 | 2007-11-17 | 119592.69 | -15.9 | 16.32
15 | TC | 26 | MnROAD Thermal Couple Tree - Omega | 1993-01-01 | 2007-11-17 | 119592.69 | -15.9 | 24.36
15 | TC | 27 | MnROAD Thermal Couple Tree - Omega | 1993-01-01 | 2007-11-17 | 119592.69 | -15.9 | 36.36
15 | TC | 28 | MnROAD Thermal Couple Tree - Omega | 1993-01-01 | 2007-11-17 | 119592.69 | -15.9 | 48.36
15 | TC | 29 | MnROAD Thermal Couple Tree - Omega | 1993-01-01 | 2007-11-17 | 119592.69 | -15.9 | 60.36
15 | TC | 30 | MnROAD Thermal Couple Tree - Omega | 1993-01-01 | 2007-11-17 | 119592.69 | -15.9 | 96.36
15 | TC | 31 | MnROAD Thermal Couple Tree - Omega | 1993-01-01 | 2007-11-17 | 119591.32 | -24.92 | 10.8
15 | TC | 32 | MnROAD Thermal Couple Tree - Omega | 1993-01-01 | 2007-11-17 | 119591.32 | -24.92 | 15.96
15 | TC | 33 | MnROAD Thermal Couple Tree - Omega | 1993-01-01 | 2007-11-17 | 119591.32 | -24.92 | 24
15 | TC | 34 | MnROAD Thermal Couple Tree - Omega | 1993-01-01 | 2007-11-17 | 119591.32 | -24.92 | 36
15 | TC | 35 | MnROAD Thermal Couple Tree - Omega | 1993-01-01 | 2007-11-17 | 119591.32 | -24.92 | 48
15 | TC | 36 | MnROAD Thermal Couple Tree - Omega | 1993-01-01 | 2007-11-17 | 119591.32 | -24.92 | 60
15 | TC | 37 | MnROAD Thermal Couple Tree - Omega | 1993-01-01 | 2007-11-17 | 119591.32 | -24.92 | 96
15 | TC | 100 | MnROAD Thermal Couple Tree - Omega | 2008-11-15 |  | 119586.5 | -6 | 0.58
15 | TC | 101 | MnROAD Thermal Couple Tree - Omega | 2008-11-15 |  | 119586.5 | -6 | 1.2
15 | TC | 102 | MnROAD Thermal Couple Tree - Omega | 2008-11-15 |  | 119586.5 | -6 | 1.7
15 | TC | 103 | MnROAD Thermal Couple Tree - Omega | 2008-11-15 |  | 119586.5 | -6 | 2.9
15 | TC | 104 | MnROAD Thermal Couple Tree - Omega | 2008-11-15 |  | 119586.5 | -6 | 4
15 | TC | 105 | MnROAD Thermal Couple Tree - Omega | 2008-11-15 |  | 119586.5 | -6 | 7.1
15 | TC | 106 | MnROAD Thermal Couple Tree - Omega | 2008-11-15 |  | 119586.5 | -6 | 10.5
15 | TC | 107 | MnROAD Thermal Couple Tree - Omega | 2008-11-15 |  | 119586.5 | -6 | 14.1
15 | TC | 108 | MnROAD Thermal Couple Tree - Omega | 2008-11-15 |  | 119586.5 | -6 | 17.6
15 | TC | 109 | MnROAD Thermal Couple Tree - Omega | 2008-11-15 |  | 119586.5 | -6 | 28.1
15 | TC | 110 | MnROAD Thermal Couple Tree - Omega | 2008-11-15 |  | 119586.5 | -6 | 35.1
15 | TC | 111 | MnROAD Thermal Couple Tree - Omega | 2008-11-15 |  | 119586.5 | -6 | 42.2
15 | TC | 112 | MnROAD Thermal Couple Tree - Omega | 2008-11-15 |  | 119586.5 | -6 | 49.1
15 | TC | 113 | MnROAD Thermal Couple Tree - Omega | 2008-11-15 |  | 119586.5 | -6 | 56.2
15 | TC | 114 | MnROAD Thermal Couple Tree - Omega | 2008-11-15 |  | 119586.5 | -6 | 70.3
15 | TC | 115 | MnROAD Thermal Couple Tree - Omega | 2008-11-15 |  | 119586.5 | -6 | 84.2
15 | TD | 1 | Time Domain Reflectometer | 1993-01-01 | 2007-11-17 | 119594.96 | -0.32 | 14.04
15 | TD | 2 | Time Domain Reflectometer | 1993-01-01 | 2007-11-17 | 119594.96 | -0.32 | 19.56
15 | TD | 3 | Time Domain Reflectometer | 1993-01-01 | 2007-11-17 | 119594.96 | -0.32 | 25.56
15 | TD | 4 | Time Domain Reflectometer | 1993-01-01 | 2007-11-17 | 119594.96 | -0.32 | 31.32
15 | TD | 5 | Time Domain Reflectometer | 1993-01-01 | 2007-11-17 | 119594.96 | -0.32 | 38.04
15 | TD | 6 | Time Domain Reflectometer | 1993-01-01 | 2007-11-17 | 119594.96 | -0.32 | 49.56
15 | TD | 7 | Time Domain Reflectometer | 1993-01-01 | 2007-11-17 | 119594.96 | -0.32 | 61.56
15 | TD | 8 | Time Domain Reflectometer | 1993-01-01 | 2007-11-17 | 119595.09 | -10.01 | 13.32
15 | TD | 9 | Time Domain Reflectometer | 1993-01-01 | 2007-11-17 | 119595.09 | -10.01 | 19.08
15 | TD | 10 | Time Domain Reflectometer | 1993-01-01 | 2007-11-17 | 119595.09 | -10.01 | 24.84
15 | TD | 11 | Time Domain Reflectometer | 1993-01-01 | 2007-11-17 | 119595.09 | -10.01 | 36.84
15 | TD | 12 | Time Domain Reflectometer | 1993-01-01 | 2007-11-17 | 119595.09 | -10.01 | 49.08
15 | TD | 13 | Time Domain Reflectometer | 1993-01-01 | 2007-11-17 | 119595.09 | -10.01 | 61.08
15 | TD | 14 | Time Domain Reflectometer | 1993-01-01 | 2007-11-17 | 119595.09 | -10.01 | 98.28
15 | TD | 15 | Time Domain Reflectometer | 1993-01-01 | 2007-11-17 | 119595.04 | -16.03 | 11.4
15 | TD | 16 | Time Domain Reflectometer | 1993-01-01 | 2007-11-17 | 119595.04 | -16.03 | 17.4
15 | TD | 17 | Time Domain Reflectometer | 1993-01-01 | 2007-11-17 | 119595.04 | -16.03 | 25.44
15 | TD | 18 | Time Domain Reflectometer | 1993-01-01 | 2007-11-17 | 119595.04 | -16.03 | 37.44
15 | TD | 19 | Time Domain Reflectometer | 1993-01-01 | 2007-11-17 | 119595.04 | -16.03 | 43.44
15 | TD | 20 | Time Domain Reflectometer | 1993-01-01 | 2007-11-17 | 119595.04 | -16.03 | 48.96
15 | TD | 21 | Time Domain Reflectometer | 1993-01-01 | 2007-11-17 | 119595.04 | -16.03 | 60.96
15 | TD | 22 | Time Domain Reflectometer | 1993-01-01 | 2007-11-17 | 119593.96 | -25.16 | 8.28
15 | TD | 23 | Time Domain Reflectometer | 1993-01-01 | 2007-11-17 | 119593.96 | -25.16 | 14.04
15 | TD | 24 | Time Domain Reflectometer | 1993-01-01 | 2007-11-17 | 119593.96 | -25.16 | 22.56
15 | TD | 25 | Time Domain Reflectometer | 1993-01-01 | 2007-11-17 | 119593.96 | -25.16 | 27.96
15 | TD | 26 | Time Domain Reflectometer | 1993-01-01 | 2007-11-17 | 119593.96 | -25.16 | 33.96
15 | TD | 27 | Time Domain Reflectometer | 1993-01-01 | 2007-11-17 | 119593.96 | -25.16 | 45.96
15 | TD | 28 | Time Domain Reflectometer | 1993-01-01 | 2007-11-17 | 119593.96 | -25.16 | 57.96
15 | TE | 1 | Bituminous Transverse Embedment Strain Gauge | 1993-01-01 | 2007-11-17 | 119575 | -10.72 | 10.92
15 | TE | 2 | Bituminous Transverse Embedment Strain Gauge | 1993-01-01 | 2007-11-17 | 119575.04 | -9.77 | 10.68
15 | TE | 3 | Bituminous Transverse Embedment Strain Gauge | 1993-01-01 | 2007-11-17 | 119575.03 | -8.74 | 10.32
15 | WM | 1 | Water Mark - Irrometer | 1993-01-01 | 2007-11-17 | 119594.96 | -0.32 | 14.04
15 | WM | 2 | Water Mark - Irrometer | 1993-01-01 | 2007-11-17 | 119594.96 | -0.32 | 19.56
15 | WM | 3 | Water Mark - Irrometer | 1993-01-01 | 2007-11-17 | 119594.96 | -0.32 | 25.56
15 | WM | 4 | Water Mark - Irrometer | 1993-01-01 | 2007-11-17 | 119594.96 | -0.32 | 31.32
15 | WM | 5 | Water Mark - Irrometer | 1993-01-01 | 2007-11-17 | 119594.96 | -0.32 | 38.04
15 | WM | 6 | Water Mark - Irrometer | 1993-01-01 | 2007-11-17 | 119594.96 | -0.32 | 49.56
15 | WM | 7 | Water Mark - Irrometer | 1993-01-01 | 2007-11-17 | 119594.96 | -0.32 | 61.56
15 | WM | 8 | Water Mark - Irrometer | 1993-01-01 | 2007-11-17 | 119595.09 | -10.01 | 13.32
15 | WM | 9 | Water Mark - Irrometer | 1993-01-01 | 2007-11-17 | 119595.09 | -10.01 | 19.08
15 | WM | 10 | Water Mark - Irrometer | 1993-01-01 | 2007-11-17 | 119595.09 | -10.01 | 24.84
15 | WM | 11 | Water Mark - Irrometer | 1993-01-01 | 2007-11-17 | 119595.09 | -10.01 | 36.84
15 | WM | 12 | Water Mark - Irrometer | 1993-01-01 | 2007-11-17 | 119595.09 | -10.01 | 49.08
15 | WM | 13 | Water Mark - Irrometer | 1993-01-01 | 2007-11-17 | 119595.09 | -10.01 | 61.08
15 | WM | 14 | Water Mark - Irrometer | 1993-01-01 | 2007-11-17 | 119595.09 | -10.01 | 98.28
15 | WM | 15 | Water Mark - Irrometer | 1993-01-01 | 2007-11-17 | 119595.04 | -16.03 | 11.4
15 | WM | 16 | Water Mark - Irrometer | 1993-01-01 | 2007-11-17 | 119595.04 | -16.03 | 17.4
15 | WM | 17 | Water Mark - Irrometer | 1993-01-01 | 2007-11-17 | 119595.04 | -16.03 | 25.44
15 | WM | 18 | Water Mark - Irrometer | 1993-01-01 | 2007-11-17 | 119595.04 | -16.03 | 37.44
15 | WM | 19 | Water Mark - Irrometer | 1993-01-01 | 2007-11-17 | 119595.04 | -16.03 | 43.44
15 | WM | 20 | Water Mark - Irrometer | 1993-01-01 | 2007-11-17 | 119595.04 | -16.03 | 48.96
15 | WM | 21 | Water Mark - Irrometer | 1993-01-01 | 2007-11-17 | 119595.04 | -16.03 | 60.96
15 | WM | 22 | Water Mark - Irrometer | 1993-01-01 | 2007-11-17 | 119593.96 | -25.16 | 8.28
15 | WM | 23 | Water Mark - Irrometer | 1993-01-01 | 2007-11-17 | 119593.96 | -25.16 | 14.04
15 | WM | 24 | Water Mark - Irrometer | 1993-01-01 | 2007-11-17 | 119593.96 | -25.16 | 22.56
15 | WM | 25 | Water Mark - Irrometer | 1993-01-01 | 2007-11-17 | 119593.96 | -25.16 | 27.96
15 | WM | 26 | Water Mark - Irrometer | 1993-01-01 | 2007-11-17 | 119593.96 | -25.16 | 33.96
15 | WM | 27 | Water Mark - Irrometer | 1993-01-01 | 2007-11-17 | 119593.96 | -25.16 | 45.96
15 | WM | 28 | Water Mark - Irrometer | 1993-01-01 | 2007-11-17 | 119593.96 | -25.16 | 57.96
15 | XD | 1 | Thermister on a Static Soil Pressure Gauge | 1993-01-01 | 2007-11-17 | 119577.05 | -10.02 | 12.48
15 | XD | 2 | Thermister on a Static Soil Pressure Gauge | 1993-01-01 | 2007-11-17 | 119577.05 | -10.02 | 18.48
15 | XD | 3 | Thermister on a Static Soil Pressure Gauge | 1993-01-01 | 2007-11-17 | 119577.05 | -10.02 | 24.48
15 | XD | 4 | Thermister on a Static Soil Pressure Gauge | 1993-01-01 | 2007-11-17 | 119577.05 | -10.02 | 30.48
15 | XD | 5 | Thermister on a Static Soil Pressure Gauge | 1993-01-01 | 2007-11-17 | 119577.05 | -10.02 | 36.48
15 | XL | 1 | Thermister placed on a Static Lateral Pressure Gauge | 1993-01-01 | 2007-11-17 | 119575.97 | 2.26 | 48.84
15 | XS | 1 | Positive Pore Water Pressure | 1993-01-01 | 2007-11-17 | 119571.96 | 1.5 | 47.4
15 | XS | 2 | Positive Pore Water Pressure | 1993-01-01 | 2007-11-17 | 119572.99 | 1.58 | 36.36
15 | XS | 3 | Positive Pore Water Pressure | 1993-01-01 | 2007-11-17 | 119575.96 | 1.56 | 23.76
15 | XS | 4 | Positive Pore Water Pressure | 1993-01-01 | 2007-11-17 | 119571.96 | 1.45 | 18.24
15 | XS | 5 | Positive Pore Water Pressure | 1993-01-01 | 2007-11-17 | 119573.05 | 2.07 | 12.96
15 | XT | 1 | Thermister on a Dynamic Soil Pressure Gauge | 1993-01-01 | 2007-11-17 | 119572.04 | -0.03 | 47.52
15 | XT | 2 | Thermister on a Dynamic Soil Pressure Gauge | 1993-01-01 | 2007-11-17 | 119573.09 | 0.03 | 36.36
15 | XT | 3 | Thermister on a Dynamic Soil Pressure Gauge | 1993-01-01 | 2007-11-17 | 119575.98 | 0 | 24.24
15 | XT | 4 | Thermister on a Dynamic Soil Pressure Gauge | 1993-01-01 | 2007-11-17 | 119571.96 | 0.07 | 18.6
15 | XT | 5 | Thermister on a Dynamic Soil Pressure Gauge | 1993-01-01 | 2007-11-17 | 119573.01 | 0.01 | 12.36
16 | EC | 101 | Decagon Moisture - 5TE | 2008-11-15 |  | 120426.46 | -6.44 | 6
16 | EC | 102 | Decagon Moisture - 5TE | 2008-11-15 |  | 120426.46 | -6.44 | 12
16 | EC | 103 | Decagon Moisture - 5TE | 2008-11-15 |  | 120426.46 | -6.44 | 18
16 | EC | 104 | Decagon Moisture - 5TE | 2008-11-15 |  | 120426.46 | -6.44 | 24
16 | EC | 105 | Decagon Moisture - 5TE | 2008-11-15 |  | 120426.46 | -6.44 | 36
16 | EC | 106 | Decagon Moisture - 5TE | 2008-11-15 |  | 120426.46 | -6.44 | 48
16 | EC | 107 | Decagon Moisture - 5TE | 2008-11-15 |  | 120426.46 | -6.44 | 60
16 | EC | 108 | Decagon Moisture - 5TE | 2008-11-15 |  | 120426.46 | -6.44 | 72
16 | ET | 101 | Decagon Moisture - 5TE (temperature) | 2008-11-15 |  | 120426.5 | -6.44 | 6
16 | ET | 102 | Decagon Moisture - 5TE (temperature) | 2008-11-15 |  | 120426.5 | -6.44 | 12
16 | ET | 103 | Decagon Moisture - 5TE (temperature) | 2008-11-15 |  | 120426.5 | -6.44 | 18
16 | ET | 104 | Decagon Moisture - 5TE (temperature) | 2008-11-15 |  | 120426.5 | -6.44 | 24
16 | ET | 105 | Decagon Moisture - 5TE (temperature) | 2008-11-15 |  | 120426.5 | -6.44 | 36
16 | ET | 106 | Decagon Moisture - 5TE (temperature) | 2008-11-15 |  | 120426.5 | -6.44 | 48
16 | ET | 107 | Decagon Moisture - 5TE (temperature) | 2008-11-15 |  | 120426.5 | -6.44 | 60
16 | ET | 108 | Decagon Moisture - 5TE (temperature) | 2008-11-15 |  | 120426.5 | -6.44 | 72
16 | EW | 101 | Decagon Moisture - 5TE (volumetric moisture content) | 2008-11-15 |  | 120426.5 | -6.44 | 6
16 | EW | 102 | Decagon Moisture - 5TE (volumetric moisture content) | 2008-11-15 |  | 120426.5 | -6.44 | 12
16 | EW | 103 | Decagon Moisture - 5TE (volumetric moisture content) | 2008-11-15 |  | 120426.5 | -6.44 | 18
16 | EW | 104 | Decagon Moisture - 5TE (volumetric moisture content) | 2008-11-15 |  | 120426.5 | -6.44 | 24
16 | EW | 105 | Decagon Moisture - 5TE (volumetric moisture content) | 2008-11-15 |  | 120426.5 | -6.44 | 36
16 | EW | 106 | Decagon Moisture - 5TE (volumetric moisture content) | 2008-11-15 |  | 120426.5 | -6.44 | 48
16 | EW | 107 | Decagon Moisture - 5TE (volumetric moisture content) | 2008-11-15 |  | 120426.5 | -6.44 | 60
16 | EW | 108 | Decagon Moisture - 5TE (volumetric moisture content) | 2008-11-15 |  | 120426.5 | -6.44 | 72
16 | LE | 101 | Dynamic Strain Gauge - CTL | 2008-11-15 |  | 120466.96 | -9.58 | 5.04 | Longitudinal
16 | LE | 102 | Dynamic Strain Gauge - CTL | 2008-11-15 |  | 120469.04 | -9.57 | 5.04 | Longitudinal
16 | LE | 103 | Dynamic Strain Gauge - CTL | 2008-11-15 |  | 120474 | -9.47 | 5.04 | Longitudinal
16 | NP | 1 | Neutron Probe | 1993-06-01 | 2007-11-17 | 120438.04 | -6.01 | 0
16 | OS | 1 | MnROAD Open Stand Pipe | 1993-06-01 | 2007-11-17 | 120431.89 | -25.48 | 180
16 | PG | 101 | Dynamic Normal Pressure Gauge - Geokon 3500 | 2008-11-15 |  | 120431.31 | -9.24 | 17.4
16 | PG | 102 | Dynamic Normal Pressure Gauge - Geokon 3500 | 2008-11-15 |  | 120451.17 | -9.38 | 17.76
16 | PG | 103 | Dynamic Normal Pressure Gauge - Geokon 3500 | 2008-11-15 |  | 120470.75 | -9.59 | 18.12
16 | RP | 1 | Resistivity Probe | 1993-06-01 | 2007-11-17 | 120436.53 | -9.76 | 12.6
16 | SC | 101 | Soil Compression Gauge | 2008-11-15 |  | 120449.95 | -9.55 | 11.52 | Longitudinal
16 | SC | 102 | Soil Compression Gauge | 2008-11-15 |  | 120449.95 | -9.55 | 9.96 | Transverse
16 | TC | 1 | MnROAD Thermal Couple Tree - Omega | 1993-06-01 | 2007-11-17 | 120435.77 | -9.71 | 1.32
16 | TC | 2 | MnROAD Thermal Couple Tree - Omega | 1993-06-01 | 2007-11-17 | 120435.77 | -9.71 | 3.6
16 | TC | 3 | MnROAD Thermal Couple Tree - Omega | 1993-06-01 | 2007-11-17 | 120435.77 | -9.71 | 5.04
16 | TC | 4 | MnROAD Thermal Couple Tree - Omega | 1993-06-01 | 2007-11-17 | 120435.77 | -9.71 | 8.4
16 | TC | 5 | MnROAD Thermal Couple Tree - Omega | 1993-06-01 | 2007-11-17 | 120435.77 | -9.71 | 11.52
16 | TC | 6 | MnROAD Thermal Couple Tree - Omega | 1993-06-01 | 2007-11-17 | 120435.77 | -9.71 | 17.52
16 | TC | 7 | MnROAD Thermal Couple Tree - Omega | 1993-06-01 | 2007-11-17 | 120435.77 | -9.71 | 23.52
16 | TC | 8 | MnROAD Thermal Couple Tree - Omega | 1993-06-01 | 2007-11-17 | 120435.77 | -9.71 | 35.52
16 | TC | 9 | MnROAD Thermal Couple Tree - Omega | 1993-06-01 | 2007-11-17 | 120435.77 | -9.71 | 47.52
16 | TC | 10 | MnROAD Thermal Couple Tree - Omega | 1993-06-01 | 2007-11-17 | 120435.77 | -9.71 | 59.52
16 | TC | 11 | MnROAD Thermal Couple Tree - Omega | 1993-06-01 | 2007-11-17 | 120435.77 | -9.71 | 95.52
16 | TC | 101 | MnROAD Thermal Couple Tree - Omega | 2008-11-15 |  | 120426.46 | -6.44 | 0.5
16 | TC | 102 | MnROAD Thermal Couple Tree - Omega | 2008-11-15 |  | 120426.46 | -6.44 | 1.5
16 | TC | 103 | MnROAD Thermal Couple Tree - Omega | 2008-11-15 |  | 120426.46 | -6.44 | 2.52
16 | TC | 104 | MnROAD Thermal Couple Tree - Omega | 2008-11-15 |  | 120426.46 | -6.44 | 3.5
16 | TC | 105 | MnROAD Thermal Couple Tree - Omega | 2008-11-15 |  | 120426.46 | -6.44 | 4.5
16 | TC | 106 | MnROAD Thermal Couple Tree - Omega | 2008-11-15 |  | 120426.46 | -6.44 | 6
16 | TC | 107 | MnROAD Thermal Couple Tree - Omega | 2008-11-15 |  | 120426.46 | -6.44 | 9
16 | TC | 108 | MnROAD Thermal Couple Tree - Omega | 2008-11-15 |  | 120426.46 | -6.44 | 12
16 | TC | 109 | MnROAD Thermal Couple Tree - Omega | 2008-11-15 |  | 120426.46 | -6.44 | 15
16 | TC | 110 | MnROAD Thermal Couple Tree - Omega | 2008-11-15 |  | 120426.46 | -6.44 | 18
16 | TC | 111 | MnROAD Thermal Couple Tree - Omega | 2008-11-15 |  | 120426.46 | -6.44 | 24
16 | TC | 112 | MnROAD Thermal Couple Tree - Omega | 2008-11-15 |  | 120426.46 | -6.44 | 30
16 | TC | 113 | MnROAD Thermal Couple Tree - Omega | 2008-11-15 |  | 120426.46 | -6.44 | 36
16 | TC | 114 | MnROAD Thermal Couple Tree - Omega | 2008-11-15 |  | 120426.46 | -6.44 | 48
16 | TC | 115 | MnROAD Thermal Couple Tree - Omega | 2008-11-15 |  | 120426.46 | -6.44 | 60
16 | TC | 116 | MnROAD Thermal Couple Tree - Omega | 2008-11-15 |  | 120426.46 | -6.44 | 72
16 | TD | 1 | Time Domain Reflectometer | 1993-06-01 | 2007-11-17 | 120437.71 | -9.99 | 12
16 | TD | 2 | Time Domain Reflectometer | 1993-06-01 | 2007-11-17 | 120437.71 | -9.99 | 17.76
16 | TD | 3 | Time Domain Reflectometer | 1993-06-01 | 2007-11-17 | 120437.71 | -9.99 | 24
16 | TD | 4 | Time Domain Reflectometer | 1993-06-01 | 2007-11-17 | 120437.71 | -9.99 | 35.76
16 | TD | 5 | Time Domain Reflectometer | 1993-06-01 | 2007-11-17 | 120437.71 | -9.99 | 48
16 | TD | 6 | Time Domain Reflectometer | 1993-06-01 | 2007-11-17 | 120437.71 | -9.99 | 59.76
16 | TD | 7 | Time Domain Reflectometer | 1993-06-01 | 2007-11-17 | 120437.71 | -9.99 | 94.8
16 | TE | 1 | Bituminous Transverse Embedment Strain Gauge | 1993-06-01 | 2007-11-17 | 120450.02 | -10.91 | 7.8 | Transverse
16 | TE | 2 | Bituminous Transverse Embedment Strain Gauge | 1993-06-01 | 2007-11-17 | 120450.01 | -9.77 | 7.8 | Transverse
16 | TE | 3 | Bituminous Transverse Embedment Strain Gauge | 1993-06-01 | 2007-11-17 | 120449.98 | -8.77 | 7.8 | Transverse
16 | TE | 101 | Bituminous Transverse Embedment Strain Gauge | 2008-11-15 |  | 120448.97 | -9.62 | 5.04 | Transverse
16 | TE | 102 | Bituminous Transverse Embedment Strain Gauge | 2008-11-15 |  | 120452.04 | -9.57 | 5.04 | Transverse
16 | TE | 103 | Bituminous Transverse Embedment Strain Gauge | 2008-11-15 |  | 120454.13 | -9.49 | 5.04 | Transverse
16 | WM | 1 | Water Mark - Irrometer | 1993-06-01 | 2007-11-17 | 120437.71 | -9.99 | 12
16 | WM | 2 | Water Mark - Irrometer | 1993-06-01 | 2007-11-17 | 120437.71 | -9.99 | 17.76
16 | WM | 3 | Water Mark - Irrometer | 1993-06-01 | 2007-11-17 | 120437.71 | -9.99 | 24
16 | WM | 4 | Water Mark - Irrometer | 1993-06-01 | 2007-11-17 | 120437.71 | -9.99 | 35.76
16 | WM | 5 | Water Mark - Irrometer | 1993-06-01 | 2007-11-17 | 120437.71 | -9.99 | 48
16 | WM | 6 | Water Mark - Irrometer | 1993-06-01 | 2007-11-17 | 120437.71 | -9.99 | 59.76
16 | WM | 7 | Water Mark - Irrometer | 1993-06-01 | 2007-11-17 | 120437.71 | -9.99 | 94.8
17 | DT | 4 | Linear Variable Differential Transducer | 1993-01-01 | 2007-11-17 | 120816.07 | -10.68 | 3
17 | DT | 5 | Linear Variable Differential Transducer | 1993-01-01 | 2007-11-17 | 120818 | -9.69 | 3
17 | DT | 6 | Linear Variable Differential Transducer | 1993-01-01 | 2007-11-17 | 120820.04 | -8.72 | 3
17 | DT | 7 | Linear Variable Differential Transducer | 1993-01-01 | 2007-11-17 | 120822.02 | -10.69 | 3
17 | DT | 8 | Linear Variable Differential Transducer | 1993-01-01 | 2007-11-17 | 120824.01 | -9.73 | 3
17 | DT | 9 | Linear Variable Differential Transducer | 1993-01-01 | 2007-11-17 | 120826.03 | -8.72 | 3
17 | EC | 101 | Decagon Moisture - 5TE | 2008-11-15 |  | 120976.6 | -5.21 | 72
17 | EC | 102 | Decagon Moisture - 5TE | 2008-11-15 |  | 120976.6 | -5.21 | 60
17 | EC | 103 | Decagon Moisture - 5TE | 2008-11-15 |  | 120976.6 | -5.21 | 48
17 | EC | 104 | Decagon Moisture - 5TE | 2008-11-15 |  | 120976.6 | -5.21 | 36
17 | EC | 105 | Decagon Moisture - 5TE | 2008-11-15 |  | 120976.6 | -5.21 | 24
17 | EC | 106 | Decagon Moisture - 5TE | 2008-11-15 |  | 120976.6 | -5.21 | 18
17 | EC | 107 | Decagon Moisture - 5TE | 2008-11-15 |  | 120976.6 | -5.21 | 12
17 | EC | 108 | Decagon Moisture - 5TE | 2008-11-15 |  | 120976.6 | -5.21 | 6
17 | ET | 101 | Decagon Moisture - 5TE (temperature) | 2008-11-15 |  | 120976.6 | -5.21 | 72
17 | ET | 102 | Decagon Moisture - 5TE (temperature) | 2008-11-15 |  | 120976.6 | -5.21 | 60
17 | ET | 103 | Decagon Moisture - 5TE (temperature) | 2008-11-15 |  | 120976.6 | -5.21 | 48
17 | ET | 104 | Decagon Moisture - 5TE (temperature) | 2008-11-15 |  | 120976.6 | -5.21 | 36
17 | ET | 105 | Decagon Moisture - 5TE (temperature) | 2008-11-15 |  | 120976.6 | -5.21 | 24
17 | ET | 106 | Decagon Moisture - 5TE (temperature) | 2008-11-15 |  | 120976.6 | -5.21 | 18
17 | ET | 107 | Decagon Moisture - 5TE (temperature) | 2008-11-15 |  | 120976.6 | -5.21 | 12
17 | ET | 108 | Decagon Moisture - 5TE (temperature) | 2008-11-15 |  | 120976.6 | -5.21 | 6
17 | EW | 101 | Decagon Moisture - 5TE (volumetric moisture content) | 2008-11-15 |  | 120976.6 | -5.21 | 72
17 | EW | 102 | Decagon Moisture - 5TE (volumetric moisture content) | 2008-11-15 |  | 120976.6 | -5.21 | 60
17 | EW | 103 | Decagon Moisture - 5TE (volumetric moisture content) | 2008-11-15 |  | 120976.6 | -5.21 | 48
17 | EW | 104 | Decagon Moisture - 5TE (volumetric moisture content) | 2008-11-15 |  | 120976.6 | -5.21 | 36
17 | EW | 105 | Decagon Moisture - 5TE (volumetric moisture content) | 2008-11-15 |  | 120976.6 | -5.21 | 24
17 | EW | 106 | Decagon Moisture - 5TE (volumetric moisture content) | 2008-11-15 |  | 120976.6 | -5.21 | 18
17 | EW | 107 | Decagon Moisture - 5TE (volumetric moisture content) | 2008-11-15 |  | 120976.6 | -5.21 | 12
17 | EW | 108 | Decagon Moisture - 5TE (volumetric moisture content) | 2008-11-15 |  | 120976.6 | -5.21 | 6
17 | LE | 101 | Dynamic Strain Gauge - CTL | 2008-11-15 |  | 121020.03 | -9.53 | 5.04 | Longitudinal
17 | LE | 102 | Dynamic Strain Gauge - CTL | 2008-11-15 |  | 121022.07 | -9.54 | 5.04 | Longitudinal
17 | LE | 103 | Dynamic Strain Gauge - CTL | 2008-11-15 |  | 121023.9 | -9.53 | 5.04 | Longitudinal
17 | NP | 1 | Neutron Probe | 1993-01-01 | 2007-11-17 | 120812.16 | -6.12 | 0
17 | NP | 2 | Neutron Probe | 1993-01-01 | 2007-11-17 | 120807.03 | -13.97 | 0
17 | NP | 3 | Neutron Probe | 1993-01-01 | 2007-11-17 | 120908.1 | -6.02 | 0
17 | NP | 4 | Neutron Probe | 1993-01-01 | 2007-11-17 | 121008.06 | -5.98 | 0
17 | NP | 5 | Neutron Probe | 1993-01-01 | 2007-11-17 | 120708.09 | -6.02 | 0
17 | OS | 1 | MnROAD Open Stand Pipe | 1993-01-01 | 2007-11-17 | 120787.37 | -24.98 | 180
17 | PG | 1 | Dynamic Normal Pressure Gauge - Geokon 3500 | 1993-01-01 | 2007-11-17 | 120797.98 | -10.73 | 9
17 | PG | 2 | Dynamic Normal Pressure Gauge - Geokon 3500 | 1993-01-01 | 2007-11-17 | 120797.98 | -9.81 | 9.24
17 | PG | 3 | Dynamic Normal Pressure Gauge - Geokon 3500 | 1993-01-01 | 2007-11-17 | 120797.98 | -8.74 | 9.12
17 | PG | 4 | Dynamic Normal Pressure Gauge - Geokon 3500 | 1993-01-01 | 2007-11-17 | 120797.98 | -10.73 | 18.24
17 | PG | 5 | Dynamic Normal Pressure Gauge - Geokon 3500 | 1993-01-01 | 2007-11-17 | 120797.98 | -9.81 | 18.48
17 | PG | 6 | Dynamic Normal Pressure Gauge - Geokon 3500 | 1993-01-01 | 2007-11-17 | 120797.98 | -8.74 | 18.36
17 | PG | 101 | Dynamic Normal Pressure Gauge - Geokon 3500 | 2008-11-15 |  | 120980.33 | -10.02 | 18.72
17 | PG | 102 | Dynamic Normal Pressure Gauge - Geokon 3500 | 2008-11-15 |  | 121001.49 | -9.39 | 17.88
17 | PG | 103 | Dynamic Normal Pressure Gauge - Geokon 3500 | 2008-11-15 |  | 121020.45 | -9.45 | 17.4
17 | PK | 1 | Dynamic Pressure Gauge | 1993-01-01 | 2007-11-17 | 120798.03 | -9.84 | 37.2
17 | RP | 1 | Resistivity Probe | 1993-01-01 | 2007-11-17 | 120806.32 | 0.05 | 11.64
17 | RP | 2 | Resistivity Probe | 1993-01-01 | 2007-11-17 | 120806.19 | -9.76 | 12.48
17 | RP | 3 | Resistivity Probe | 1993-01-01 | 2007-11-17 | 120806.21 | -16.28 | 12.84
17 | RP | 4 | Resistivity Probe | 1993-01-01 | 2007-11-17 | 120806 | -25 | 168
17 | RP | 5 | Resistivity Probe | 1993-01-01 | 2007-11-17 | 120906.38 | -9.82 | 11.28
17 | RP | 6 | Resistivity Probe | 1993-01-01 | 2007-11-17 | 121006.25 | -9.58 | 11.52
17 | RP | 7 | Resistivity Probe | 1993-01-01 | 2007-11-17 | 120706.28 | -9.82 | 13.08
17 | SC | 101 | Soil Compression Gauge | 2008-11-15 |  | 120997.04 | -9.53 | 11.52 | Longitudinal
17 | SC | 102 | Soil Compression Gauge | 2008-11-15 |  | 120997.04 | -9.53 | 9.96 | Transverse
17 | TC | 1 | MnROAD Thermal Couple Tree - Omega | 1993-01-01 | 2007-11-17 | 120805.65 | -0.01 | 0.96
17 | TC | 2 | MnROAD Thermal Couple Tree - Omega | 1993-01-01 | 2007-11-17 | 120805.65 | -0.01 | 2.16
17 | TC | 3 | MnROAD Thermal Couple Tree - Omega | 1993-01-01 | 2007-11-17 | 120805.65 | -0.01 | 5.04
17 | TC | 4 | MnROAD Thermal Couple Tree - Omega | 1993-01-01 | 2007-11-17 | 120805.65 | -0.01 | 8.4
17 | TC | 5 | MnROAD Thermal Couple Tree - Omega | 1993-01-01 | 2007-11-17 | 120805.65 | -0.01 | 11.52
17 | TC | 6 | MnROAD Thermal Couple Tree - Omega | 1993-01-01 | 2007-11-17 | 120805.65 | -0.01 | 17.52
17 | TC | 7 | MnROAD Thermal Couple Tree - Omega | 1993-01-01 | 2007-11-17 | 120805.65 | -0.01 | 23.52
17 | TC | 8 | MnROAD Thermal Couple Tree - Omega | 1993-01-01 | 2007-11-17 | 120805.65 | -0.01 | 35.52
17 | TC | 9 | MnROAD Thermal Couple Tree - Omega | 1993-01-01 | 2007-11-17 | 120805.65 | -0.01 | 47.52
17 | TC | 10 | MnROAD Thermal Couple Tree - Omega | 1993-01-01 | 2007-11-17 | 120805.65 | -0.01 | 59.52
17 | TC | 11 | MnROAD Thermal Couple Tree - Omega | 1993-01-01 | 2007-11-17 | 120805.65 | -0.01 | 95.52
17 | TC | 12 | MnROAD Thermal Couple Tree - Omega | 1993-01-01 | 2007-11-17 | 120805.6 | -9.68 | 1.08
17 | TC | 13 | MnROAD Thermal Couple Tree - Omega | 1993-01-01 | 2007-11-17 | 120805.6 | -9.68 | 2.16
17 | TC | 14 | MnROAD Thermal Couple Tree - Omega | 1993-01-01 | 2007-11-17 | 120805.6 | -9.68 | 5.04
17 | TC | 15 | MnROAD Thermal Couple Tree - Omega | 1993-01-01 | 2007-11-17 | 120805.6 | -9.68 | 9
17 | TC | 16 | MnROAD Thermal Couple Tree - Omega | 1993-01-01 | 2007-11-17 | 120805.6 | -9.68 | 12
17 | TC | 17 | MnROAD Thermal Couple Tree - Omega | 1993-01-01 | 2007-11-17 | 120805.6 | -9.68 | 18
17 | TC | 18 | MnROAD Thermal Couple Tree - Omega | 1993-01-01 | 2007-11-17 | 120805.6 | -9.68 | 24
17 | TC | 19 | MnROAD Thermal Couple Tree - Omega | 1993-01-01 | 2007-11-17 | 120805.6 | -9.68 | 36
17 | TC | 20 | MnROAD Thermal Couple Tree - Omega | 1993-01-01 | 2007-11-17 | 120805.6 | -9.68 | 48
17 | TC | 21 | MnROAD Thermal Couple Tree - Omega | 1993-01-01 | 2007-11-17 | 120805.6 | -9.68 | 60
17 | TC | 22 | MnROAD Thermal Couple Tree - Omega | 1993-01-01 | 2007-11-17 | 120805.6 | -9.68 | 96
17 | TC | 23 | MnROAD Thermal Couple Tree - Omega | 1993-01-01 | 2007-11-17 | 120805.6 | -16.08 | 1.08
17 | TC | 24 | MnROAD Thermal Couple Tree - Omega | 1993-01-01 | 2007-11-17 | 120805.6 | -16.08 | 2.16
17 | TC | 25 | MnROAD Thermal Couple Tree - Omega | 1993-01-01 | 2007-11-17 | 120805.6 | -16.08 | 4.92
17 | TC | 26 | MnROAD Thermal Couple Tree - Omega | 1993-01-01 | 2007-11-17 | 120805.6 | -16.08 | 8.88
17 | TC | 27 | MnROAD Thermal Couple Tree - Omega | 1993-01-01 | 2007-11-17 | 120805.6 | -16.08 | 12.84
17 | TC | 28 | MnROAD Thermal Couple Tree - Omega | 1993-01-01 | 2007-11-17 | 120805.6 | -16.08 | 18.84
17 | TC | 29 | MnROAD Thermal Couple Tree - Omega | 1993-01-01 | 2007-11-17 | 120805.6 | -16.08 | 24.84
17 | TC | 30 | MnROAD Thermal Couple Tree - Omega | 1993-01-01 | 2007-11-17 | 120805.6 | -16.08 | 36.84
17 | TC | 31 | MnROAD Thermal Couple Tree - Omega | 1993-01-01 | 2007-11-17 | 120805.6 | -16.08 | 48.84
17 | TC | 32 | MnROAD Thermal Couple Tree - Omega | 1993-01-01 | 2007-11-17 | 120805.6 | -16.08 | 60.84
17 | TC | 33 | MnROAD Thermal Couple Tree - Omega | 1993-01-01 | 2007-11-17 | 120805.6 | -16.08 | 96.84
17 | TC | 34 | MnROAD Thermal Couple Tree - Omega | 1993-01-01 | 2007-11-17 | 120805.52 | -24.92 | 2.04
17 | TC | 35 | MnROAD Thermal Couple Tree - Omega | 1993-01-01 | 2007-11-17 | 120805.52 | -24.92 | 5.04
17 | TC | 36 | MnROAD Thermal Couple Tree - Omega | 1993-01-01 | 2007-11-17 | 120805.52 | -24.92 | 8.04
17 | TC | 37 | MnROAD Thermal Couple Tree - Omega | 1993-01-01 | 2007-11-17 | 120805.52 | -24.92 | 12
17 | TC | 38 | MnROAD Thermal Couple Tree - Omega | 1993-01-01 | 2007-11-17 | 120805.52 | -24.92 | 18
17 | TC | 39 | MnROAD Thermal Couple Tree - Omega | 1993-01-01 | 2007-11-17 | 120805.52 | -24.92 | 24
17 | TC | 40 | MnROAD Thermal Couple Tree - Omega | 1993-01-01 | 2007-11-17 | 120805.52 | -24.92 | 36
17 | TC | 41 | MnROAD Thermal Couple Tree - Omega | 1993-01-01 | 2007-11-17 | 120805.52 | -24.92 | 48
17 | TC | 42 | MnROAD Thermal Couple Tree - Omega | 1993-01-01 | 2007-11-17 | 120805.52 | -24.92 | 60
17 | TC | 43 | MnROAD Thermal Couple Tree - Omega | 1993-01-01 | 2007-11-17 | 120805.52 | -24.92 | 96
17 | TC | 44 | MnROAD Thermal Couple Tree - Omega | 1993-01-01 | 2007-11-17 | 120905.77 | -9.77 | 1.2
17 | TC | 45 | MnROAD Thermal Couple Tree - Omega | 1993-01-01 | 2007-11-17 | 120905.77 | -9.77 | 2.28
17 | TC | 46 | MnROAD Thermal Couple Tree - Omega | 1993-01-01 | 2007-11-17 | 120905.77 | -9.77 | 5.16
17 | TC | 47 | MnROAD Thermal Couple Tree - Omega | 1993-01-01 | 2007-11-17 | 120905.77 | -9.77 | 7.92
17 | TC | 48 | MnROAD Thermal Couple Tree - Omega | 1993-01-01 | 2007-11-17 | 120905.77 | -9.77 | 11.4
17 | TC | 49 | MnROAD Thermal Couple Tree - Omega | 1993-01-01 | 2007-11-17 | 120905.77 | -9.77 | 17.4
17 | TC | 50 | MnROAD Thermal Couple Tree - Omega | 1993-01-01 | 2007-11-17 | 120905.77 | -9.77 | 23.4
17 | TC | 51 | MnROAD Thermal Couple Tree - Omega | 1993-01-01 | 2007-11-17 | 120905.77 | -9.77 | 35.4
17 | TC | 52 | MnROAD Thermal Couple Tree - Omega | 1993-01-01 | 2007-11-17 | 120905.77 | -9.77 | 47.4
17 | TC | 53 | MnROAD Thermal Couple Tree - Omega | 1993-01-01 | 2007-11-17 | 120905.77 | -9.77 | 59.4
17 | TC | 54 | MnROAD Thermal Couple Tree - Omega | 1993-01-01 | 2007-11-17 | 120905.77 | -9.77 | 95.4
17 | TC | 55 | MnROAD Thermal Couple Tree - Omega | 1993-01-01 | 2007-11-17 | 121005.66 | -9.68 | 1.08
17 | TC | 56 | MnROAD Thermal Couple Tree - Omega | 1993-01-01 | 2007-11-17 | 121005.66 | -9.68 | 2.16
17 | TC | 57 | MnROAD Thermal Couple Tree - Omega | 1993-01-01 | 2007-11-17 | 121005.66 | -9.68 | 5.28
17 | TC | 58 | MnROAD Thermal Couple Tree - Omega | 1993-01-01 | 2007-11-17 | 121005.66 | -9.68 | 8.52
17 | TC | 59 | MnROAD Thermal Couple Tree - Omega | 1993-01-01 | 2007-11-17 | 121005.66 | -9.68 | 11.4
17 | TC | 60 | MnROAD Thermal Couple Tree - Omega | 1993-01-01 | 2007-11-17 | 121005.66 | -9.68 | 17.4
17 | TC | 61 | MnROAD Thermal Couple Tree - Omega | 1993-01-01 | 2007-11-17 | 121005.66 | -9.68 | 23.4
17 | TC | 62 | MnROAD Thermal Couple Tree - Omega | 1993-01-01 | 2007-11-17 | 121005.66 | -9.68 | 35.4
17 | TC | 63 | MnROAD Thermal Couple Tree - Omega | 1993-01-01 | 2007-11-17 | 121005.66 | -9.68 | 47.4
17 | TC | 64 | MnROAD Thermal Couple Tree - Omega | 1993-01-01 | 2007-11-17 | 121005.66 | -9.68 | 59.4
17 | TC | 65 | MnROAD Thermal Couple Tree - Omega | 1993-01-01 | 2007-11-17 | 121005.66 | -9.68 | 95.4
17 | TC | 66 | MnROAD Thermal Couple Tree - Omega | 1993-01-01 | 2007-11-17 | 120705.73 | -9.78 | 1.08
17 | TC | 67 | MnROAD Thermal Couple Tree - Omega | 1993-01-01 | 2007-11-17 | 120705.73 | -9.78 | 2.04
17 | TC | 68 | MnROAD Thermal Couple Tree - Omega | 1993-01-01 | 2007-11-17 | 120705.73 | -9.78 | 5.16
17 | TC | 69 | MnROAD Thermal Couple Tree - Omega | 1993-01-01 | 2007-11-17 | 120705.73 | -9.78 | 8.64
17 | TC | 70 | MnROAD Thermal Couple Tree - Omega | 1993-01-01 | 2007-11-17 | 120705.73 | -9.78 | 13.44
17 | TC | 71 | MnROAD Thermal Couple Tree - Omega | 1993-01-01 | 2007-11-17 | 120705.73 | -9.78 | 19.44
17 | TC | 72 | MnROAD Thermal Couple Tree - Omega | 1993-01-01 | 2007-11-17 | 120705.73 | -9.78 | 25.44
17 | TC | 73 | MnROAD Thermal Couple Tree - Omega | 1993-01-01 | 2007-11-17 | 120705.73 | -9.78 | 37.44
17 | TC | 74 | MnROAD Thermal Couple Tree - Omega | 1993-01-01 | 2007-11-17 | 120705.73 | -9.78 | 49.44
17 | TC | 75 | MnROAD Thermal Couple Tree - Omega | 1993-01-01 | 2007-11-17 | 120705.73 | -9.78 | 61.44
17 | TC | 76 | MnROAD Thermal Couple Tree - Omega | 1993-01-01 | 2007-11-17 | 120705.73 | -9.78 | 97.44
17 | TC | 101 | MnROAD Thermal Couple Tree - Omega | 2008-11-15 |  | 120976.6 | -5.21 | 0.5
17 | TC | 102 | MnROAD Thermal Couple Tree - Omega | 2008-11-15 |  | 120976.6 | -5.21 | 1.5
17 | TC | 103 | MnROAD Thermal Couple Tree - Omega | 2008-11-15 |  | 120976.6 | -5.21 | 2.5
17 | TC | 104 | MnROAD Thermal Couple Tree - Omega | 2008-11-15 |  | 120976.6 | -5.21 | 3.5
17 | TC | 105 | MnROAD Thermal Couple Tree - Omega | 2008-11-15 |  | 120976.6 | -5.21 | 4.5
17 | TC | 106 | MnROAD Thermal Couple Tree - Omega | 2008-11-15 |  | 120976.6 | -5.21 | 6
17 | TC | 107 | MnROAD Thermal Couple Tree - Omega | 2008-11-15 |  | 120976.6 | -5.21 | 9
17 | TC | 108 | MnROAD Thermal Couple Tree - Omega | 2008-11-15 |  | 120976.6 | -5.21 | 12
17 | TC | 109 | MnROAD Thermal Couple Tree - Omega | 2008-11-15 |  | 120976.6 | -5.21 | 15
17 | TC | 110 | MnROAD Thermal Couple Tree - Omega | 2008-11-15 |  | 120976.6 | -5.21 | 18
17 | TC | 111 | MnROAD Thermal Couple Tree - Omega | 2008-11-15 |  | 120976.6 | -5.21 | 24
17 | TC | 112 | MnROAD Thermal Couple Tree - Omega | 2008-11-15 |  | 120976.6 | -5.21 | 30
17 | TC | 113 | MnROAD Thermal Couple Tree - Omega | 2008-11-15 |  | 120976.6 | -5.21 | 36
17 | TC | 114 | MnROAD Thermal Couple Tree - Omega | 2008-11-15 |  | 120976.6 | -5.21 | 48
17 | TC | 115 | MnROAD Thermal Couple Tree - Omega | 2008-11-15 |  | 120976.6 | -5.21 | 60
17 | TC | 116 | MnROAD Thermal Couple Tree - Omega | 2008-11-15 |  | 120976.6 | -5.21 | 72
17 | TD | 1 | Time Domain Reflectometer | 1993-01-01 | 2007-11-17 | 120807.96 | -0.09 | 12.72
17 | TD | 2 | Time Domain Reflectometer | 1993-01-01 | 2007-11-17 | 120807.96 | -0.09 | 18.48
17 | TD | 3 | Time Domain Reflectometer | 1993-01-01 | 2007-11-17 | 120807.96 | -0.09 | 24.72
17 | TD | 4 | Time Domain Reflectometer | 1993-01-01 | 2007-11-17 | 120807.96 | -0.09 | 36.96
17 | TD | 5 | Time Domain Reflectometer | 1993-01-01 | 2007-11-17 | 120807.96 | -0.09 | 48.24
17 | TD | 6 | Time Domain Reflectometer | 1993-01-01 | 2007-11-17 | 120807.96 | -0.09 | 59.52
17 | TD | 7 | Time Domain Reflectometer | 1993-01-01 | 2007-11-17 | 120807.96 | -0.09 | 96.48
17 | TD | 8 | Time Domain Reflectometer | 1993-01-01 | 2007-11-17 | 120808.02 | -9.81 | 12.84
17 | TD | 9 | Time Domain Reflectometer | 1993-01-01 | 2007-11-17 | 120808.02 | -9.81 | 18.6
17 | TD | 10 | Time Domain Reflectometer | 1993-01-01 | 2007-11-17 | 120808.02 | -9.81 | 24.84
17 | TD | 11 | Time Domain Reflectometer | 1993-01-01 | 2007-11-17 | 120808.02 | -9.81 | 36.84
17 | TD | 12 | Time Domain Reflectometer | 1993-01-01 | 2007-11-17 | 120808.02 | -9.81 | 48.6
17 | TD | 13 | Time Domain Reflectometer | 1993-01-01 | 2007-11-17 | 120808.02 | -9.81 | 60.6
17 | TD | 14 | Time Domain Reflectometer | 1993-01-01 | 2007-11-17 | 120808.02 | -9.81 | 96.84
17 | TD | 15 | Time Domain Reflectometer | 1993-01-01 | 2007-11-17 | 120807.7 | -16.17 | 13.56
17 | TD | 16 | Time Domain Reflectometer | 1993-01-01 | 2007-11-17 | 120807.7 | -16.17 | 19.32
17 | TD | 17 | Time Domain Reflectometer | 1993-01-01 | 2007-11-17 | 120807.7 | -16.17 | 25.32
17 | TD | 18 | Time Domain Reflectometer | 1993-01-01 | 2007-11-17 | 120807.7 | -16.17 | 31.56
17 | TD | 19 | Time Domain Reflectometer | 1993-01-01 | 2007-11-17 | 120807.7 | -16.17 | 37.32
17 | TD | 20 | Time Domain Reflectometer | 1993-01-01 | 2007-11-17 | 120807.7 | -16.17 | 49.32
17 | TD | 21 | Time Domain Reflectometer | 1993-01-01 | 2007-11-17 | 120807.7 | -16.17 | 61.08
17 | TD | 22 | Time Domain Reflectometer | 1993-01-01 | 2007-11-17 | 120807.88 | -25.22 | 11.52
17 | TD | 23 | Time Domain Reflectometer | 1993-01-01 | 2007-11-17 | 120807.88 | -25.22 | 17.52
17 | TD | 24 | Time Domain Reflectometer | 1993-01-01 | 2007-11-17 | 120807.88 | -25.22 | 23.28
17 | TD | 25 | Time Domain Reflectometer | 1993-01-01 | 2007-11-17 | 120807.88 | -25.22 | 28.8
17 | TD | 26 | Time Domain Reflectometer | 1993-01-01 | 2007-11-17 | 120807.88 | -25.22 | 35.04
17 | TD | 27 | Time Domain Reflectometer | 1993-01-01 | 2007-11-17 | 120807.88 | -25.22 | 47.52
17 | TD | 28 | Time Domain Reflectometer | 1993-01-01 | 2007-11-17 | 120807.88 | -25.22 | 58.56
17 | TD | 29 | Time Domain Reflectometer | 1993-01-01 | 2007-11-17 | 120907.8 | -9.89 | 11.88
17 | TD | 30 | Time Domain Reflectometer | 1993-01-01 | 2007-11-17 | 120907.8 | -9.89 | 17.88
17 | TD | 31 | Time Domain Reflectometer | 1993-01-01 | 2007-11-17 | 120907.8 | -9.89 | 23.88
17 | TD | 32 | Time Domain Reflectometer | 1993-01-01 | 2007-11-17 | 120907.8 | -9.89 | 29.88
17 | TD | 33 | Time Domain Reflectometer | 1993-01-01 | 2007-11-17 | 120907.8 | -9.89 | 35.64
17 | TD | 34 | Time Domain Reflectometer | 1993-01-01 | 2007-11-17 | 120907.8 | -9.89 | 46.92
17 | TD | 35 | Time Domain Reflectometer | 1993-01-01 | 2007-11-17 | 120907.8 | -9.89 | 59.64
17 | TD | 36 | Time Domain Reflectometer | 1993-01-01 | 2007-11-17 | 121007.9 | -9.62 | 12.6
17 | TD | 37 | Time Domain Reflectometer | 1993-01-01 | 2007-11-17 | 121007.9 | -9.62 | 18.36
17 | TD | 38 | Time Domain Reflectometer | 1993-01-01 | 2007-11-17 | 121007.9 | -9.62 | 24.6
17 | TD | 39 | Time Domain Reflectometer | 1993-01-01 | 2007-11-17 | 121007.9 | -9.62 | 30.6
17 | TD | 40 | Time Domain Reflectometer | 1993-01-01 | 2007-11-17 | 121007.9 | -9.62 | 36.6
17 | TD | 41 | Time Domain Reflectometer | 1993-01-01 | 2007-11-17 | 121007.9 | -9.62 | 48.6
17 | TD | 42 | Time Domain Reflectometer | 1993-01-01 | 2007-11-17 | 121007.9 | -9.62 | 60.36
17 | TD | 43 | Time Domain Reflectometer | 1993-01-01 | 2007-11-17 | 120707.7 | -9.74 | 12.24
17 | TD | 44 | Time Domain Reflectometer | 1993-01-01 | 2007-11-17 | 120707.7 | -9.74 | 18
17 | TD | 45 | Time Domain Reflectometer | 1993-01-01 | 2007-11-17 | 120707.7 | -9.74 | 24
17 | TD | 46 | Time Domain Reflectometer | 1993-01-01 | 2007-11-17 | 120707.7 | -9.74 | 30.24
17 | TD | 47 | Time Domain Reflectometer | 1993-01-01 | 2007-11-17 | 120707.7 | -9.74 | 36
17 | TD | 48 | Time Domain Reflectometer | 1993-01-01 | 2007-11-17 | 120707.7 | -9.74 | 48.24
17 | TD | 49 | Time Domain Reflectometer | 1993-01-01 | 2007-11-17 | 120707.7 | -9.74 | 60.24
17 | TE | 1 | Bituminous Transverse Embedment Strain Gauge | 1993-01-01 | 2007-11-17 | 120799.99 | -10.69 | 7.32
17 | TE | 2 | Bituminous Transverse Embedment Strain Gauge | 1993-01-01 | 2007-11-17 | 120800.01 | -9.68 | 7.56
17 | TE | 3 | Bituminous Transverse Embedment Strain Gauge | 1993-01-01 | 2007-11-17 | 120799.99 | -8.71 | 7.92
17 | TE | 4 | Bituminous Transverse Embedment Strain Gauge | 1993-01-01 | 2007-11-17 | 120799.95 | 8.74 | 7.68
17 | TE | 5 | Bituminous Transverse Embedment Strain Gauge | 1993-01-01 | 2007-11-17 | 120799.94 | 9.69 | 7.68
17 | TE | 6 | Bituminous Transverse Embedment Strain Gauge | 1993-01-01 | 2007-11-17 | 120799.95 | 10.75 | 7.68
17 | TE | 101 | Bituminous Transverse Embedment Strain Gauge | 2008-11-15 |  | 120999.01 | -9.53 | 5 | Transverse
17 | TE | 102 | Bituminous Transverse Embedment Strain Gauge | 2008-11-15 |  | 121000.98 | -9.51 | 5 | Transverse
17 | TE | 103 | Bituminous Transverse Embedment Strain Gauge | 2008-11-15 |  | 121003 | -9.54 | 5 | Transverse
17 | WM | 1 | Water Mark - Irrometer | 1993-01-01 | 2007-11-17 | 120807.96 | -0.09 | 12.72
17 | WM | 2 | Water Mark - Irrometer | 1993-01-01 | 2007-11-17 | 120807.96 | -0.09 | 18.48
17 | WM | 3 | Water Mark - Irrometer | 1993-01-01 | 2007-11-17 | 120807.96 | -0.09 | 24.72
17 | WM | 4 | Water Mark - Irrometer | 1993-01-01 | 2007-11-17 | 120807.96 | -0.09 | 36.96
17 | WM | 5 | Water Mark - Irrometer | 1993-01-01 | 2007-11-17 | 120807.96 | -0.09 | 48.24
17 | WM | 6 | Water Mark - Irrometer | 1993-01-01 | 2007-11-17 | 120807.96 | -0.09 | 59.52
17 | WM | 7 | Water Mark - Irrometer | 1993-01-01 | 2007-11-17 | 120807.96 | -0.09 | 96.48
17 | WM | 8 | Water Mark - Irrometer | 1993-01-01 | 2007-11-17 | 120808.02 | -9.81 | 12.84
17 | WM | 9 | Water Mark - Irrometer | 1993-01-01 | 2007-11-17 | 120808.02 | -9.81 | 18.6
17 | WM | 10 | Water Mark - Irrometer | 1993-01-01 | 2007-11-17 | 120808.02 | -9.81 | 24.84
17 | WM | 11 | Water Mark - Irrometer | 1993-01-01 | 2007-11-17 | 120808.02 | -9.81 | 36.84
17 | WM | 12 | Water Mark - Irrometer | 1993-01-01 | 2007-11-17 | 120808.02 | -9.81 | 48.6
17 | WM | 13 | Water Mark - Irrometer | 1993-01-01 | 2007-11-17 | 120808.02 | -9.81 | 60.6
17 | WM | 14 | Water Mark - Irrometer | 1993-01-01 | 2007-11-17 | 120808.02 | -9.81 | 96.84
17 | WM | 15 | Water Mark - Irrometer | 1993-01-01 | 2007-11-17 | 120807.7 | -16.17 | 13.56
17 | WM | 16 | Water Mark - Irrometer | 1993-01-01 | 2007-11-17 | 120807.7 | -16.17 | 19.32
17 | WM | 17 | Water Mark - Irrometer | 1993-01-01 | 2007-11-17 | 120807.7 | -16.17 | 25.32
17 | WM | 18 | Water Mark - Irrometer | 1993-01-01 | 2007-11-17 | 120807.7 | -16.17 | 31.56
17 | WM | 19 | Water Mark - Irrometer | 1993-01-01 | 2007-11-17 | 120807.7 | -16.17 | 37.32
17 | WM | 20 | Water Mark - Irrometer | 1993-01-01 | 2007-11-17 | 120807.7 | -16.17 | 49.32
17 | WM | 21 | Water Mark - Irrometer | 1993-01-01 | 2007-11-17 | 120807.7 | -16.17 | 61.08
17 | WM | 22 | Water Mark - Irrometer | 1993-01-01 | 2007-11-17 | 120807.88 | -25.22 | 11.52
17 | WM | 23 | Water Mark - Irrometer | 1993-01-01 | 2007-11-17 | 120807.88 | -25.22 | 17.52
17 | WM | 24 | Water Mark - Irrometer | 1993-01-01 | 2007-11-17 | 120807.88 | -25.22 | 23.28
17 | WM | 25 | Water Mark - Irrometer | 1993-01-01 | 2007-11-17 | 120807.88 | -25.22 | 28.8
17 | WM | 26 | Water Mark - Irrometer | 1993-01-01 | 2007-11-17 | 120807.88 | -25.22 | 35.04
17 | WM | 27 | Water Mark - Irrometer | 1993-01-01 | 2007-11-17 | 120807.88 | -25.22 | 47.52
17 | WM | 28 | Water Mark - Irrometer | 1993-01-01 | 2007-11-17 | 120807.88 | -25.22 | 58.56
17 | WM | 29 | Water Mark - Irrometer | 1993-01-01 | 2007-11-17 | 120907.8 | -9.89 | 11.88
17 | WM | 30 | Water Mark - Irrometer | 1993-01-01 | 2007-11-17 | 120907.8 | -9.89 | 17.88
17 | WM | 31 | Water Mark - Irrometer | 1993-01-01 | 2007-11-17 | 120907.8 | -9.89 | 23.88
17 | WM | 32 | Water Mark - Irrometer | 1993-01-01 | 2007-11-17 | 120907.8 | -9.89 | 29.88
17 | WM | 33 | Water Mark - Irrometer | 1993-01-01 | 2007-11-17 | 120907.8 | -9.89 | 35.64
17 | WM | 34 | Water Mark - Irrometer | 1993-01-01 | 2007-11-17 | 120907.8 | -9.89 | 46.92
17 | WM | 35 | Water Mark - Irrometer | 1993-01-01 | 2007-11-17 | 120907.8 | -9.89 | 59.64
17 | WM | 36 | Water Mark - Irrometer | 1993-01-01 | 2007-11-17 | 121007.9 | -9.62 | 12.6
17 | WM | 37 | Water Mark - Irrometer | 1993-01-01 | 2007-11-17 | 121007.9 | -9.62 | 18.36
17 | WM | 38 | Water Mark - Irrometer | 1993-01-01 | 2007-11-17 | 121007.9 | -9.62 | 24.6
17 | WM | 39 | Water Mark - Irrometer | 1993-01-01 | 2007-11-17 | 121007.9 | -9.62 | 30.6
17 | WM | 40 | Water Mark - Irrometer | 1993-01-01 | 2007-11-17 | 121007.9 | -9.62 | 36.6
17 | WM | 41 | Water Mark - Irrometer | 1993-01-01 | 2007-11-17 | 121007.9 | -9.62 | 48.6
17 | WM | 42 | Water Mark - Irrometer | 1993-01-01 | 2007-11-17 | 121007.9 | -9.62 | 60.36
17 | WM | 43 | Water Mark - Irrometer | 1993-01-01 | 2007-11-17 | 120707.7 | -9.74 | 12.24
17 | WM | 44 | Water Mark - Irrometer | 1993-01-01 | 2007-11-17 | 120707.7 | -9.74 | 18
17 | WM | 45 | Water Mark - Irrometer | 1993-01-01 | 2007-11-17 | 120707.7 | -9.74 | 24
17 | WM | 46 | Water Mark - Irrometer | 1993-01-01 | 2007-11-17 | 120707.7 | -9.74 | 30.24
17 | WM | 47 | Water Mark - Irrometer | 1993-01-01 | 2007-11-17 | 120707.7 | -9.74 | 36
17 | WM | 48 | Water Mark - Irrometer | 1993-01-01 | 2007-11-17 | 120707.7 | -9.74 | 48.24
17 | WM | 49 | Water Mark - Irrometer | 1993-01-01 | 2007-11-17 | 120707.7 | -9.74 | 60.24
18 | DW | 1 | Dynamic Pore Water Pressure Gauge | 1993-01-01 | 2007-11-17 | 121551.79 | -9.52 | 12.84
18 | DW | 2 | Dynamic Pore Water Pressure Gauge | 1993-01-01 | 2007-11-17 | 121551.79 | -9.52 | 18.84
18 | DW | 3 | Dynamic Pore Water Pressure Gauge | 1993-01-01 | 2007-11-17 | 121551.79 | -9.52 | 24.84
18 | DW | 4 | Dynamic Pore Water Pressure Gauge | 1993-01-01 | 2007-11-17 | 121551.79 | -9.52 | 30.84
18 | DW | 5 | Dynamic Pore Water Pressure Gauge | 1993-01-01 | 2007-11-17 | 121551.79 | -9.52 | 36.84
18 | EC | 101 | Decagon Moisture - 5TE | 2008-11-15 |  | 121288.5 | -5.65 | 72
18 | EC | 102 | Decagon Moisture - 5TE | 2008-11-15 |  | 121288.5 | -5.65 | 60
18 | EC | 103 | Decagon Moisture - 5TE | 2008-11-15 |  | 121288.5 | -5.65 | 48
18 | EC | 104 | Decagon Moisture - 5TE | 2008-11-15 |  | 121288.5 | -5.65 | 36
18 | EC | 105 | Decagon Moisture - 5TE | 2008-11-15 |  | 121288.5 | -5.65 | 30
18 | EC | 106 | Decagon Moisture - 5TE | 2008-11-15 |  | 121288.5 | -5.65 | 18
18 | EC | 107 | Decagon Moisture - 5TE | 2008-11-15 |  | 121288.5 | -5.65 | 15
18 | EC | 108 | Decagon Moisture - 5TE | 2008-11-15 |  | 121288.5 | -5.65 | 6
18 | ET | 101 | Decagon Moisture - 5TE (temperature) | 2008-11-15 |  | 121288.5 | -5.65 | 72
18 | ET | 102 | Decagon Moisture - 5TE (temperature) | 2008-11-15 |  | 121288.5 | -5.65 | 60
18 | ET | 103 | Decagon Moisture - 5TE (temperature) | 2008-11-15 |  | 121288.5 | -5.65 | 48
18 | ET | 104 | Decagon Moisture - 5TE (temperature) | 2008-11-15 |  | 121288.5 | -5.65 | 36
18 | ET | 105 | Decagon Moisture - 5TE (temperature) | 2008-11-15 |  | 121288.5 | -5.65 | 30
18 | ET | 106 | Decagon Moisture - 5TE (temperature) | 2008-11-15 |  | 121288.5 | -5.65 | 18
18 | ET | 107 | Decagon Moisture - 5TE (temperature) | 2008-11-15 |  | 121288.5 | -5.65 | 15
18 | ET | 108 | Decagon Moisture - 5TE (temperature) | 2008-11-15 |  | 121288.5 | -5.65 | 6
18 | EW | 101 | Decagon Moisture - 5TE (volumetric moisture content) | 2008-11-15 |  | 121288.5 | -5.65 | 72
18 | EW | 102 | Decagon Moisture - 5TE (volumetric moisture content) | 2008-11-15 |  | 121288.5 | -5.65 | 60
18 | EW | 103 | Decagon Moisture - 5TE (volumetric moisture content) | 2008-11-15 |  | 121288.5 | -5.65 | 48
18 | EW | 104 | Decagon Moisture - 5TE (volumetric moisture content) | 2008-11-15 |  | 121288.5 | -5.65 | 36
18 | EW | 105 | Decagon Moisture - 5TE (volumetric moisture content) | 2008-11-15 |  | 121288.5 | -5.65 | 30
18 | EW | 106 | Decagon Moisture - 5TE (volumetric moisture content) | 2008-11-15 |  | 121288.5 | -5.65 | 18
18 | EW | 107 | Decagon Moisture - 5TE (volumetric moisture content) | 2008-11-15 |  | 121288.5 | -5.65 | 15
18 | EW | 108 | Decagon Moisture - 5TE (volumetric moisture content) | 2008-11-15 |  | 121288.5 | -5.65 | 6
18 | LE | 101 | Dynamic Strain Gauge - CTL | 2008-11-15 |  | 121327.44 | -9.37 | 5.4 | Longitudinal
18 | LE | 102 | Dynamic Strain Gauge - CTL | 2008-11-15 |  | 121329.56 | -9.31 | 4.68 | Longitudinal
18 | LE | 103 | Dynamic Strain Gauge - CTL | 2008-11-15 |  | 121331.53 | -9.35 | 5.04 | Longitudinal
18 | NP | 1 | Neutron Probe | 1993-01-01 | 2007-11-17 | 121558.03 | -5.99 | 0
18 | OS | 1 | MnROAD Open Stand Pipe | 1993-01-01 | 2007-11-17 | 121548.24 | -25.03 | 180
18 | PG | 101 | Dynamic Normal Pressure Gauge - Geokon 3500 | 2008-11-15 |  | 121291.78 | -9.2 | 18.96
18 | PG | 102 | Dynamic Normal Pressure Gauge - Geokon 3500 | 2008-11-15 |  | 121311.01 | -9.48 | 18.84
18 | PG | 103 | Dynamic Normal Pressure Gauge - Geokon 3500 | 2008-11-15 |  | 121330.97 | -9.43 | 18.84
18 | PK | 1 | Dynamic Pressure Gauge | 1993-01-01 | 2007-11-17 | 121552.65 | -9.5 | 11.16
18 | PL | 1 | Static Pressure Gauge | 1993-01-01 | 2007-11-17 | 121550.98 | 2.16 | 46.92
18 | PT | 1 | Static Normal Pressure - Geokon 4800 | 1993-01-01 | 2007-11-17 | 121546.99 | -0.01 | 47.28
18 | PT | 2 | Static Normal Pressure - Geokon 4800 | 1993-01-01 | 2007-11-17 | 121548 | 0.12 | 35.76
18 | PT | 3 | Static Normal Pressure - Geokon 4800 | 1993-01-01 | 2007-11-17 | 121550.88 | 0.06 | 23.4
18 | PT | 4 | Static Normal Pressure - Geokon 4800 | 1993-01-01 | 2007-11-17 | 121547.02 | -0.05 | 11.4
18 | RP | 1 | Resistivity Probe | 1993-01-01 | 2007-11-17 | 121556.25 | -9.74 | 10.92
18 | SC | 101 | Soil Compression Gauge | 2008-11-15 |  | 121286.09 | -9.33 | 10.56 | Vertical
18 | SC | 102 | Soil Compression Gauge | 2008-11-15 |  | 121287.24 | -9.22 | 10.32 | Transverse
18 | SC | 103 | Soil Compression Gauge | 2008-11-15 |  | 121288.22 | -9.26 | 10.08 | Longitudinal
18 | SW | 1 | Positive Pore Water Pressure | 1993-01-01 | 2007-11-17 | 121546.95 | 1.48 | 47.4
18 | SW | 2 | Positive Pore Water Pressure | 1993-01-01 | 2007-11-17 | 121548.07 | 1.46 | 35.52
18 | SW | 3 | Positive Pore Water Pressure | 1993-01-01 | 2007-11-17 | 121550.96 | 1.53 | 23.16
18 | SW | 4 | Positive Pore Water Pressure | 1993-01-01 | 2007-11-17 | 121547.05 | 1.48 | 11.28
18 | TB | 1 | Tipping Bucket | 1993-01-01 | 2007-11-17 | 121710 | -34.83 | 0
18 | TB | 2 | Tipping Bucket | 1993-01-01 | 2007-11-17 | 121710 | 29.92 | 0
18 | TC | 1 | MnROAD Thermal Couple Tree - Omega | 1993-01-01 | 2007-11-17 | 121555.5 | -9.73 | 3.12
18 | TC | 2 | MnROAD Thermal Couple Tree - Omega | 1993-01-01 | 2007-11-17 | 121555.5 | -9.73 | 10.8
18 | TC | 3 | MnROAD Thermal Couple Tree - Omega | 1993-01-01 | 2007-11-17 | 121555.5 | -9.73 | 46.8
18 | TC | 4 | MnROAD Thermal Couple Tree - Omega | 1993-01-01 | 2007-11-17 | 121555.5 | -9.73 | 7.8
18 | TC | 5 | MnROAD Thermal Couple Tree - Omega | 1993-01-01 | 2007-11-17 | 121555.5 | -9.73 | 22.8
18 | TC | 6 | MnROAD Thermal Couple Tree - Omega | 1993-01-01 | 2007-11-17 | 121555.5 | -9.73 | 5.28
18 | TC | 7 | MnROAD Thermal Couple Tree - Omega | 1993-01-01 | 2007-11-17 | 121555.5 | -9.73 | 58.8
18 | TC | 8 | MnROAD Thermal Couple Tree - Omega | 1993-01-01 | 2007-11-17 | 121555.5 | -9.73 | 34.8
18 | TC | 9 | MnROAD Thermal Couple Tree - Omega | 1993-01-01 | 2007-11-17 | 121555.5 | -9.73 | 94.8
18 | TC | 10 | MnROAD Thermal Couple Tree - Omega | 1993-01-01 | 2007-11-17 | 121555.5 | -9.73 | 16.8
18 | TC | 11 | MnROAD Thermal Couple Tree - Omega | 1993-01-01 | 2007-11-17 | 121555.5 | -9.73 | 1.2
18 | TC | 101 | MnROAD Thermal Couple Tree - Omega | 2008-11-15 |  | 121288.5 | -5.65 | 0.5
18 | TC | 102 | MnROAD Thermal Couple Tree - Omega | 2008-11-15 |  | 121288.5 | -5.65 | 1.5
18 | TC | 103 | MnROAD Thermal Couple Tree - Omega | 2008-11-15 |  | 121288.5 | -5.65 | 2.5
18 | TC | 104 | MnROAD Thermal Couple Tree - Omega | 2008-11-15 |  | 121288.5 | -5.65 | 3.5
18 | TC | 105 | MnROAD Thermal Couple Tree - Omega | 2008-11-15 |  | 121288.5 | -5.65 | 4.5
18 | TC | 106 | MnROAD Thermal Couple Tree - Omega | 2008-11-15 |  | 121288.5 | -5.65 | 6
18 | TC | 107 | MnROAD Thermal Couple Tree - Omega | 2008-11-15 |  | 121288.5 | -5.65 | 9
18 | TC | 108 | MnROAD Thermal Couple Tree - Omega | 2008-11-15 |  | 121288.5 | -5.65 | 12
18 | TC | 109 | MnROAD Thermal Couple Tree - Omega | 2008-11-15 |  | 121288.5 | -5.65 | 15
18 | TC | 110 | MnROAD Thermal Couple Tree - Omega | 2008-11-15 |  | 121288.5 | -5.65 | 18
18 | TC | 111 | MnROAD Thermal Couple Tree - Omega | 2008-11-15 |  | 121288.5 | -5.65 | 24
18 | TC | 112 | MnROAD Thermal Couple Tree - Omega | 2008-11-15 |  | 121288.5 | -5.65 | 30
18 | TC | 113 | MnROAD Thermal Couple Tree - Omega | 2008-11-15 |  | 121288.5 | -5.65 | 36
18 | TC | 114 | MnROAD Thermal Couple Tree - Omega | 2008-11-15 |  | 121288.5 | -5.65 | 48
18 | TC | 115 | MnROAD Thermal Couple Tree - Omega | 2008-11-15 |  | 121288.5 | -5.65 | 60
18 | TC | 116 | MnROAD Thermal Couple Tree - Omega | 2008-11-15 |  | 121288.5 | -5.65 | 72
18 | TD | 1 | Time Domain Reflectometer | 1993-01-01 | 2007-11-17 | 121558 | -9.76 | 10.8
18 | TD | 2 | Time Domain Reflectometer | 1993-01-01 | 2007-11-17 | 121558 | -9.76 | 16.32
18 | TD | 3 | Time Domain Reflectometer | 1993-01-01 | 2007-11-17 | 121558 | -9.76 | 22.32
18 | TD | 4 | Time Domain Reflectometer | 1993-01-01 | 2007-11-17 | 121558 | -9.76 | 34.32
18 | TD | 5 | Time Domain Reflectometer | 1993-01-01 | 2007-11-17 | 121558 | -9.76 | 46.32
18 | TD | 6 | Time Domain Reflectometer | 1993-01-01 | 2007-11-17 | 121558 | -9.76 | 58.08
18 | TD | 7 | Time Domain Reflectometer | 1993-01-01 | 2007-11-17 | 121558 | -9.76 | 94.08
18 | TE | 1 | Bituminous Transverse Embedment Strain Gauge | 1993-01-01 | 2007-11-17 | 121570 | -8.69 | 8.88
18 | TE | 2 | Bituminous Transverse Embedment Strain Gauge | 1993-01-01 | 2007-11-17 | 121570.03 | -9.72 | 8.52
18 | TE | 3 | Bituminous Transverse Embedment Strain Gauge | 1993-01-01 | 2007-11-17 | 121570.03 | -10.72 | 8.4
18 | TE | 101 | Bituminous Transverse Embedment Strain Gauge | 2008-11-15 |  | 121307.72 | -9.43 | 4.08 | Transverse
18 | TE | 102 | Bituminous Transverse Embedment Strain Gauge | 2008-11-15 |  | 121309.7 | -9.41 | 4.32 | Transverse
18 | TE | 103 | Bituminous Transverse Embedment Strain Gauge | 2008-11-15 |  | 121311.6 | -9.4 | 4.2 | Transverse
18 | WM | 1 | Water Mark - Irrometer | 1993-01-01 | 2007-11-17 | 121558 | -9.76 | 10.8
18 | WM | 2 | Water Mark - Irrometer | 1993-01-01 | 2007-11-17 | 121558 | -9.76 | 16.32
18 | WM | 3 | Water Mark - Irrometer | 1993-01-01 | 2007-11-17 | 121558 | -9.76 | 22.32
18 | WM | 4 | Water Mark - Irrometer | 1993-01-01 | 2007-11-17 | 121558 | -9.76 | 34.32
18 | WM | 5 | Water Mark - Irrometer | 1993-01-01 | 2007-11-17 | 121558 | -9.76 | 46.32
18 | WM | 6 | Water Mark - Irrometer | 1993-01-01 | 2007-11-17 | 121558 | -9.76 | 58.08
18 | WM | 7 | Water Mark - Irrometer | 1993-01-01 | 2007-11-17 | 121558 | -9.76 | 94.08
18 | XD | 1 | Thermister on a Static Soil Pressure Gauge | 1993-01-01 | 2007-11-17 | 121551.79 | -9.52 | 12.84
18 | XD | 2 | Thermister on a Static Soil Pressure Gauge | 1993-01-01 | 2007-11-17 | 121551.79 | -9.52 | 18.84
18 | XD | 3 | Thermister on a Static Soil Pressure Gauge | 1993-01-01 | 2007-11-17 | 121551.79 | -9.52 | 24.84
18 | XD | 4 | Thermister on a Static Soil Pressure Gauge | 1993-01-01 | 2007-11-17 | 121551.79 | -9.52 | 30.84
18 | XD | 5 | Thermister on a Static Soil Pressure Gauge | 1993-01-01 | 2007-11-17 | 121551.79 | -9.52 | 36.84
18 | XL | 1 | Thermister placed on a Static Lateral Pressure Gauge | 1993-01-01 | 2007-11-17 | 121550.98 | 2.16 | 46.92
18 | XS | 1 | Positive Pore Water Pressure | 1993-01-01 | 2007-11-17 | 121546.95 | 1.48 | 47.4
18 | XS | 2 | Positive Pore Water Pressure | 1993-01-01 | 2007-11-17 | 121548.07 | 1.46 | 35.52
18 | XS | 3 | Positive Pore Water Pressure | 1993-01-01 | 2007-11-17 | 121550.96 | 1.53 | 23.16
18 | XS | 4 | Positive Pore Water Pressure | 1993-01-01 | 2007-11-17 | 121547.05 | 1.48 | 11.28
18 | XT | 1 | Thermister on a Dynamic Soil Pressure Gauge | 1993-01-01 | 2007-11-17 | 121546.99 | -0.01 | 47.28
18 | XT | 2 | Thermister on a Dynamic Soil Pressure Gauge | 1993-01-01 | 2007-11-17 | 121548 | 0.12 | 35.76
18 | XT | 3 | Thermister on a Dynamic Soil Pressure Gauge | 1993-01-01 | 2007-11-17 | 121550.88 | 0.06 | 23.4
18 | XT | 4 | Thermister on a Dynamic Soil Pressure Gauge | 1993-01-01 | 2007-11-17 | 121547.02 | -0.05 | 11.4
19 | CS | 1 |  | 1993-01-01 | 2007-11-17 | 122028.7 | -5.7 | 0
19 | EC | 101 | Decagon Moisture - 5TE | 2008-11-15 |  | 121968.07 | -5.58 | 72 | Vertical
19 | EC | 102 | Decagon Moisture - 5TE | 2008-11-15 |  | 121968.07 | -5.58 | 60 | Vertical
19 | EC | 103 | Decagon Moisture - 5TE | 2008-11-15 |  | 121968.07 | -5.58 | 36 | Vertical
19 | EC | 104 | Decagon Moisture - 5TE | 2008-11-15 |  | 121968.07 | -5.58 | 29 | Vertical
19 | EC | 105 | Decagon Moisture - 5TE | 2008-11-15 |  | 121968.07 | -5.58 | 24 | Vertical
19 | EC | 106 | Decagon Moisture - 5TE | 2008-11-15 |  | 121968.07 | -5.58 | 18 | Vertical
19 | EC | 107 | Decagon Moisture - 5TE | 2008-11-15 |  | 121968.07 | -5.58 | 15 | Vertical
19 | EC | 108 | Decagon Moisture - 5TE | 2008-11-15 |  | 121968.07 | -5.58 | 6 | Vertical
19 | ET | 101 | Decagon Moisture - 5TE (temperature) | 2008-11-15 |  | 121968.1 | -5.58 | 72 | Vertical
19 | ET | 102 | Decagon Moisture - 5TE (temperature) | 2008-11-15 |  | 121968.1 | -5.58 | 60 | Vertical
19 | ET | 103 | Decagon Moisture - 5TE (temperature) | 2008-11-15 |  | 121968.1 | -5.58 | 36 | Vertical
19 | ET | 104 | Decagon Moisture - 5TE (temperature) | 2008-11-15 |  | 121968.1 | -5.58 | 29 | Vertical
19 | ET | 105 | Decagon Moisture - 5TE (temperature) | 2008-11-15 |  | 121968.1 | -5.58 | 24 | Vertical
19 | ET | 106 | Decagon Moisture - 5TE (temperature) | 2008-11-15 |  | 121968.1 | -5.58 | 18 | Vertical
19 | ET | 107 | Decagon Moisture - 5TE (temperature) | 2008-11-15 |  | 121968.1 | -5.58 | 15 | Vertical
19 | ET | 108 | Decagon Moisture - 5TE (temperature) | 2008-11-15 |  | 121968.1 | -5.58 | 6 | Vertical
19 | EW | 101 | Decagon Moisture - 5TE (volumetric moisture content) | 2008-11-15 |  | 121968.1 | -5.58 | 72 | Vertical
19 | EW | 102 | Decagon Moisture - 5TE (volumetric moisture content) | 2008-11-15 |  | 121968.1 | -5.58 | 60 | Vertical
19 | EW | 103 | Decagon Moisture - 5TE (volumetric moisture content) | 2008-11-15 |  | 121968.1 | -5.58 | 36 | Vertical
19 | EW | 104 | Decagon Moisture - 5TE (volumetric moisture content) | 2008-11-15 |  | 121968.1 | -5.58 | 29 | Vertical
19 | EW | 105 | Decagon Moisture - 5TE (volumetric moisture content) | 2008-11-15 |  | 121968.1 | -5.58 | 24 | Vertical
19 | EW | 106 | Decagon Moisture - 5TE (volumetric moisture content) | 2008-11-15 |  | 121968.1 | -5.58 | 18 | Vertical
19 | EW | 107 | Decagon Moisture - 5TE (volumetric moisture content) | 2008-11-15 |  | 121968.1 | -5.58 | 15 | Vertical
19 | EW | 108 | Decagon Moisture - 5TE (volumetric moisture content) | 2008-11-15 |  | 121968.1 | -5.58 | 6 | Vertical
19 | LE | 1 | Dynamic Strain Gauge - DYN | 1993-01-01 | 2007-11-17 | 121983.8 | -9.4 | 5 | Longitudinal
19 | LE | 2 | Dynamic Strain Gauge - DYN | 1993-01-01 | 2007-11-17 | 121981.8 | -9.4 | 5 | Longitudinal
19 | LE | 3 | Dynamic Strain Gauge - DYN | 1993-01-01 | 2007-11-17 | 121979.8 | -9.3 | 5 | Longitudinal
19 | LE | 101 | Dynamic Strain Gauge - CTL | 2008-11-15 |  | 121979.83 | -9.3 | 4.875 | Longitudinal
19 | LE | 102 | Dynamic Strain Gauge - CTL | 2008-11-15 |  | 121983.78 | -9.38 | 4.875 | Longitudinal
19 | LE | 103 | Dynamic Strain Gauge - CTL | 2008-11-15 |  | 121997.85 | -9.38 | 4.68 | Longitudinal
19 | LE | 104 | Dynamic Strain Gauge - DYN | 2008-11-15 |  | 121999.85 | -9.42 | 4.68 | Longitudinal
19 | LE | 105 | Dynamic Strain Gauge - DYN | 2008-11-15 |  | 122001.82 | -9.38 | 4.68 | Longitudinal
19 | NP | 1 | Neutron Probe | 1993-01-01 | 2007-11-17 | 121848.05 | -5.96 | 0
19 | OS | 1 | MnROAD Open Stand Pipe | 1993-01-01 | 2007-11-17 | 121858.33 | -25.41 | 180
19 | PG | 101 | Dynamic Normal Pressure Gauge - Geokon 3500 | 2008-11-15 |  | 122011.77 | -9.7 | 18
19 | PG | 102 | Dynamic Normal Pressure Gauge - Geokon 3500 | 2008-11-15 |  | 121991.22 | -9.24 | 18.84
19 | PG | 103 | Dynamic Normal Pressure Gauge - Geokon 3500 | 2008-11-15 |  | 121971.28 | -9.25 | 18.24
19 | RE | 101 | Moisture Tree Element- Campbell Scientific CS616 | 2008-11-15 |  | 122028.72 | -5.68 | 6 | Vertical
19 | RE | 102 | Moisture Tree Element, Campbell Scientific CS616 | 2008-11-15 |  | 122028.72 | -5.68 | 12 | Vertical
19 | RE | 103 | Moisture Tree Element, Campbell Scientific CS616 | 2008-11-15 |  | 122028.72 | -5.68 | 18 | Vertical
19 | RE | 104 | Moisture Tree Element, Campbell Scientific CS616 | 2008-11-15 |  | 122028.72 | -5.68 | 24 | Vertical
19 | RE | 105 | Moisture Tree Element, Campbell Scientific CS616 | 2008-11-15 |  | 122028.72 | -5.68 | 36 | Vertical
19 | RE | 106 | Moisture Tree Element, Campbell Scientific CS616 | 2008-11-15 |  | 122028.72 | -5.68 | 48 | Vertical
19 | RE | 107 | Moisture Tree Element, Campbell Scientific CS616 | 2008-11-15 |  | 122028.72 | -5.68 | 60 | Vertical
19 | RE | 108 | Moisture Tree Element, Campbell Scientific CS616 | 2008-11-15 |  | 122028.72 | -5.68 | 72 | Vertical
19 | RP | 1 | Resistivity Probe | 1993-01-01 | 2007-11-17 | 121846.36 | -9.74 | 11.52
19 | SC | 101 | Soil Compression Gauge - CTL | 2008-11-15 |  | 121977.82 | -9.37 | 10.32 | Longitudinal
19 | SC | 102 | Soil Compression Gauge - CTL | 2008-11-15 |  | 121976.84 | -9.37 | 10.44 | Transverse
19 | SC | 103 | Soil Compression Gauge - CTL | 2008-11-15 |  | 121975.83 | -9.41 | 10.68 | Vertical
19 | TC | 101 | MnROAD Thermal Couple Tree - Omega | 2008-11-15 |  | 121968.07 | -5.58 | 0.5
19 | TC | 102 | MnROAD Thermal Couple Tree - Omega | 2008-11-15 |  | 121968.07 | -5.58 | 1.5
19 | TC | 103 | MnROAD Thermal Couple Tree - Omega | 2008-11-15 |  | 121968.07 | -5.58 | 2.5
19 | TC | 104 | MnROAD Thermal Couple Tree - Omega | 2008-11-15 |  | 121968.07 | -5.58 | 3.5
19 | TC | 105 | MnROAD Thermal Couple Tree - Omega | 2008-11-15 |  | 121968.07 | -5.58 | 4.5
19 | TC | 106 | MnROAD Thermal Couple Tree - Omega | 2008-11-15 |  | 121968.07 | -5.58 | 6
19 | TC | 107 | MnROAD Thermal Couple Tree - Omega | 2008-11-15 |  | 121968.07 | -5.58 | 9
19 | TC | 108 | MnROAD Thermal Couple Tree - Omega | 2008-11-15 |  | 121968.07 | -5.58 | 12
19 | TC | 109 | MnROAD Thermal Couple Tree - Omega | 2008-11-15 |  | 121968.07 | -5.58 | 15
19 | TC | 110 | MnROAD Thermal Couple Tree - Omega | 2008-11-15 |  | 121968.07 | -5.58 | 18
19 | TC | 111 | MnROAD Thermal Couple Tree - Omega | 2008-11-15 |  | 121968.07 | -5.58 | 24
19 | TC | 112 | MnROAD Thermal Couple Tree - Omega | 2008-11-15 |  | 121968.07 | -5.58 | 30
19 | TC | 113 | MnROAD Thermal Couple Tree - Omega | 2008-11-15 |  | 121968.07 | -5.58 | 36
19 | TC | 114 | MnROAD Thermal Couple Tree - Omega | 2008-11-15 |  | 121968.07 | -5.58 | 48
19 | TC | 115 | MnROAD Thermal Couple Tree - Omega | 2008-11-15 |  | 121968.07 | -5.58 | 60
19 | TC | 116 | MnROAD Thermal Couple Tree - Omega | 2008-11-15 |  | 121968.07 | -5.58 | 72
19 | TD | 1 | Time Domain Reflectometer | 1993-01-01 | 2007-11-17 | 121847.82 | -9.93 | 12.48
19 | TD | 2 | Time Domain Reflectometer | 1993-01-01 | 2007-11-17 | 121847.82 | -9.93 | 18.72
19 | TD | 3 | Time Domain Reflectometer | 1993-01-01 | 2007-11-17 | 121847.82 | -9.93 | 24.48
19 | TD | 4 | Time Domain Reflectometer | 1993-01-01 | 2007-11-17 | 121847.82 | -9.93 | 36.24
19 | TD | 5 | Time Domain Reflectometer | 1993-01-01 | 2007-11-17 | 121847.82 | -9.93 | 48.24
19 | TD | 6 | Time Domain Reflectometer | 1993-01-01 | 2007-11-17 | 121847.82 | -9.93 | 60.24
19 | TD | 7 | Time Domain Reflectometer | 1993-01-01 | 2007-11-17 | 121847.82 | -9.93 | 95.76
19 | TD | 101 | Moisture Tree Element, Campbell Scientific TDR CS635 | 2008-11-15 |  | 122006.8 | -6 | 6 | Vertical
19 | TD | 102 | Moisture Tree Element, Campbell Scientific TDR CS635 | 2008-11-15 |  | 122006.8 | -6 | 12 | Vertical
19 | TD | 103 | Moisture Tree Element, Campbell Scientific TDR CS635 | 2008-11-15 |  | 122006.8 | -6 | 18 | Vertical
19 | TD | 104 | Moisture Tree Element, Campbell Scientific TDR CS635 | 2008-11-15 |  | 122006.8 | -6 | 24 | Vertical
19 | TD | 105 | Moisture Tree Element, Campbell Scientific TDR CS635 | 2008-11-15 |  | 122006.8 | -6 | 36 | Vertical
19 | TD | 106 | Moisture Tree Element, Campbell Scientific TDR CS635 | 2008-11-15 |  | 122006.8 | -6 | 48 | Vertical
19 | TD | 107 | Moisture Tree Element, Campbell Scientific TDR CS635 | 2008-11-15 |  | 122006.8 | -6 | 60 | Vertical
19 | TD | 108 | Moisture Tree Element, Campbell Scientific TDR CS635 | 2008-11-15 |  | 122006.8 | -6 | 72 | Vertical
19 | TE | 101 | Bituminous Transverse Embedment Strain Gauge | 2008-11-15 |  | 121987.74 | -9.43 | 4.68 | Transverse
19 | TE | 102 | Bituminous Transverse Embedment Strain Gauge | 2008-11-15 |  | 121989.82 | -9.44 | 4.68 | Transverse
19 | TE | 103 | Bituminous Transverse Embedment Strain Gauge | 2008-11-15 |  | 121991.78 | -9.41 | 4.68 | Transverse
19 | WM | 1 | Water Mark - Irrometer | 1993-01-01 | 2007-11-17 | 121847.82 | -9.93 | 12.48
19 | WM | 2 | Water Mark - Irrometer | 1993-01-01 | 2007-11-17 | 121847.82 | -9.93 | 18.72
19 | WM | 3 | Water Mark - Irrometer | 1993-01-01 | 2007-11-17 | 121847.82 | -9.93 | 24.48
19 | WM | 4 | Water Mark - Irrometer | 1993-01-01 | 2007-11-17 | 121847.82 | -9.93 | 36.24
19 | WM | 5 | Water Mark - Irrometer | 1993-01-01 | 2007-11-17 | 121847.82 | -9.93 | 48.24
19 | WM | 6 | Water Mark - Irrometer | 1993-01-01 | 2007-11-17 | 121847.82 | -9.93 | 60.24
19 | WM | 7 | Water Mark - Irrometer | 1993-01-01 | 2007-11-17 | 121847.82 | -9.93 | 95.76
19 | WM | 101 | Water Mark - Irrometer | 2008-11-15 |  | 122002.7 | -6 | 6
19 | WM | 102 | Water Mark - Irrometer | 2008-11-15 |  | 122002.7 | -6 | 12
19 | WM | 103 | Water Mark - Irrometer | 2008-11-15 |  | 122002.7 | -6 | 18
19 | WM | 104 | Water Mark - Irrometer | 2008-11-15 |  | 122002.7 | -6 | 24
19 | WM | 105 | Water Mark - Irrometer | 2008-11-15 |  | 122002.7 | -6 | 36
19 | WM | 106 | Water Mark - Irrometer | 2008-11-15 |  | 122002.7 | -6 | 48
19 | WM | 107 | Water Mark - Irrometer | 2008-11-15 |  | 122002.7 | -6 | 60
19 | WM | 108 | Water Mark - Irrometer | 2008-11-15 |  | 122002.7 | -6 | 72
20 | EC | 101 | Decagon Moisture - 5TE | 2008-11-15 |  | 122675.95 | -5.53 | 7
20 | EC | 102 | Decagon Moisture - 5TE | 2008-11-15 |  | 122675.95 | -5.53 | 15
20 | EC | 103 | Decagon Moisture - 5TE | 2008-11-15 |  | 122675.95 | -5.53 | 17
20 | EC | 104 | Decagon Moisture - 5TE | 2008-11-15 |  | 122675.95 | -5.53 | 23
20 | EC | 105 | Decagon Moisture - 5TE | 2008-11-15 |  | 122675.95 | -5.53 | 30
20 | EC | 106 | Decagon Moisture - 5TE | 2008-11-15 |  | 122675.95 | -5.53 | 36
20 | EC | 107 | Decagon Moisture - 5TE | 2008-11-15 |  | 122675.95 | -5.53 | 60
20 | EC | 108 | Decagon Moisture - 5TE | 2008-11-15 |  | 122675.95 | -5.53 | 72
20 | ET | 101 | Decagon Moisture - 5TE (temperature) | 2008-11-15 |  | 122676 | -5.53 | 7
20 | ET | 102 | Decagon Moisture - 5TE (temperature) | 2008-11-15 |  | 122676 | -5.53 | 15
20 | ET | 103 | Decagon Moisture - 5TE (temperature) | 2008-11-15 |  | 122676 | -5.53 | 17
20 | ET | 104 | Decagon Moisture - 5TE (temperature) | 2008-11-15 |  | 122676 | -5.53 | 23
20 | ET | 105 | Decagon Moisture - 5TE (temperature) | 2008-11-15 |  | 122676 | -5.53 | 30
20 | ET | 106 | Decagon Moisture - 5TE (temperature) | 2008-11-15 |  | 122676 | -5.53 | 36
20 | ET | 107 | Decagon Moisture - 5TE (temperature) | 2008-11-15 |  | 122676 | -5.53 | 60
20 | ET | 108 | Decagon Moisture - 5TE (temperature) | 2008-11-15 |  | 122676 | -5.53 | 72
20 | EW | 101 | Decagon Moisture - 5TE (volumetric moisture content) | 2008-11-15 |  | 122676 | -5.53 | 7
20 | EW | 102 | Decagon Moisture - 5TE (volumetric moisture content) | 2008-11-15 |  | 122676 | -5.53 | 15
20 | EW | 103 | Decagon Moisture - 5TE (volumetric moisture content) | 2008-11-15 |  | 122676 | -5.53 | 17
20 | EW | 104 | Decagon Moisture - 5TE (volumetric moisture content) | 2008-11-15 |  | 122676 | -5.53 | 23
20 | EW | 105 | Decagon Moisture - 5TE (volumetric moisture content) | 2008-11-15 |  | 122676 | -5.53 | 30
20 | EW | 106 | Decagon Moisture - 5TE (volumetric moisture content) | 2008-11-15 |  | 122676 | -5.53 | 36
20 | EW | 107 | Decagon Moisture - 5TE (volumetric moisture content) | 2008-11-15 |  | 122676 | -5.53 | 60
20 | EW | 108 | Decagon Moisture - 5TE (volumetric moisture content) | 2008-11-15 |  | 122676 | -5.53 | 72
20 | LE | 101 | Dynamic Strain Gauge - Dynatest | 2008-11-15 |  | 122694.16 | -9.34 | 4.56 | Longitudinal
20 | LE | 102 | Dynamic Strain Gauge - Dynatest | 2008-11-15 |  | 122696.2 | -9.79 | 4.44 | Longitudinal
20 | NP | 1 | Neutron Probe | 1993-01-01 | 2007-11-17 | 122647.99 | -5.94 | 0
20 | OS | 1 | MnROAD Open Stand Pipe | 2008-11-15 |  | 122637.74 | -25.19 | 180
20 | PG | 101 | Dynamic Normal Pressure Gauge - Geokon 3500 | 2008-11-15 |  | 122674.48 | -9.19 | 17
20 | PG | 102 | Dynamic Normal Pressure Gauge - Geokon 3500 | 2008-11-15 |  | 122695.05 | -9.5 | 17.04
20 | RP | 1 | Resistivity Probe | 1993-01-01 | 2007-11-17 | 122646.2 | -9.85 | 11.88
20 | TC | 1 | MnROAD Thermal Couple Tree - Omega | 1993-01-01 | 2007-11-17 | 122645.63 | -9.76 | 1.08
20 | TC | 2 | MnROAD Thermal Couple Tree - Omega | 1993-01-01 | 2007-11-17 | 122645.63 | -9.76 | 3.24
20 | TC | 3 | MnROAD Thermal Couple Tree - Omega | 1993-01-01 | 2007-11-17 | 122645.63 | -9.76 | 5.16
20 | TC | 4 | MnROAD Thermal Couple Tree - Omega | 1993-01-01 | 2007-11-17 | 122645.63 | -9.76 | 8.28
20 | TC | 5 | MnROAD Thermal Couple Tree - Omega | 1993-01-01 | 2007-11-17 | 122645.63 | -9.76 | 11.64
20 | TC | 6 | MnROAD Thermal Couple Tree - Omega | 1993-01-01 | 2007-11-17 | 122645.63 | -9.76 | 17.64
20 | TC | 7 | MnROAD Thermal Couple Tree - Omega | 1993-01-01 | 2007-11-17 | 122645.63 | -9.76 | 23.64
20 | TC | 8 | MnROAD Thermal Couple Tree - Omega | 1993-01-01 | 2007-11-17 | 122645.63 | -9.76 | 35.64
20 | TC | 9 | MnROAD Thermal Couple Tree - Omega | 1993-01-01 | 2007-11-17 | 122645.63 | -9.76 | 47.64
20 | TC | 10 | MnROAD Thermal Couple Tree - Omega | 1993-01-01 | 2007-11-17 | 122645.63 | -9.76 | 59.64
20 | TC | 11 | MnROAD Thermal Couple Tree - Omega | 1993-01-01 | 2007-11-17 | 122645.63 | -9.76 | 95.64
20 | TC | 12 | MnROAD Thermal Couple Tree - Omega | 1993-01-01 | 2007-11-17 | 122675 | -5.6 | 30
20 | TC | 13 | MnROAD Thermal Couple Tree - Omega | 1993-01-01 | 2007-11-17 | 122675 | -5.6 | 36
20 | TC | 14 | MnROAD Thermal Couple Tree - Omega | 1993-01-01 | 2007-11-17 | 122675 | -5.6 | 48
20 | TC | 15 | MnROAD Thermal Couple Tree - Omega | 1993-01-01 | 2007-11-17 | 122675 | -5.6 | 60
20 | TC | 16 | MnROAD Thermal Couple Tree - Omega | 1993-01-01 | 2007-11-17 | 122675 | -5.6 | 72
20 | TC | 101 | MnROAD Thermal Couple Tree - Omega | 2008-11-15 |  | 122675.95 | -5.53 | 0.504
20 | TC | 102 | MnROAD Thermal Couple Tree - Omega | 2008-11-15 |  | 122675.95 | -5.53 | 1.5
20 | TC | 103 | MnROAD Thermal Couple Tree - Omega | 2008-11-15 |  | 122675.95 | -5.53 | 2.5
20 | TC | 104 | MnROAD Thermal Couple Tree - Omega | 2008-11-15 |  | 122675.95 | -5.53 | 3.5
20 | TC | 105 | MnROAD Thermal Couple Tree - Omega | 2008-11-15 |  | 122675.95 | -5.53 | 5
20 | TC | 106 | MnROAD Thermal Couple Tree - Omega | 2008-11-15 |  | 122675.95 | -5.53 | 7
20 | TC | 107 | MnROAD Thermal Couple Tree - Omega | 2008-11-15 |  | 122675.95 | -5.53 | 9
20 | TC | 108 | MnROAD Thermal Couple Tree - Omega | 2008-11-15 |  | 122675.95 | -5.53 | 11
20 | TC | 109 | MnROAD Thermal Couple Tree - Omega | 2008-11-15 |  | 122675.95 | -5.53 | 15
20 | TC | 110 | MnROAD Thermal Couple Tree - Omega | 2008-11-15 |  | 122675.95 | -5.53 | 17
20 | TC | 111 | MnROAD Thermal Couple Tree - Omega | 2008-11-15 |  | 122675.95 | -5.53 | 24
20 | TC | 112 | MnROAD Thermal Couple Tree - Omega | 2008-11-15 |  | 122675.95 | -5.53 | 30
20 | TC | 113 | MnROAD Thermal Couple Tree - Omega | 2008-11-15 |  | 122675.95 | -5.53 | 36
20 | TC | 114 | MnROAD Thermal Couple Tree - Omega | 2008-11-15 |  | 122675.95 | -5.53 | 48
20 | TC | 115 | MnROAD Thermal Couple Tree - Omega | 2008-11-15 |  | 122675.95 | -5.53 | 60
20 | TC | 116 | MnROAD Thermal Couple Tree - Omega | 2008-11-15 |  | 122675.95 | -5.53 | 72
20 | TD | 1 | Time Domain Reflectometer | 1993-01-01 | 2007-11-17 | 122648.08 | -9.86 | 12.36
20 | TD | 2 | Time Domain Reflectometer | 1993-01-01 | 2007-11-17 | 122648.08 | -9.86 | 18.12
20 | TD | 3 | Time Domain Reflectometer | 1993-01-01 | 2007-11-17 | 122648.08 | -9.86 | 24.12
20 | TD | 4 | Time Domain Reflectometer | 1993-01-01 | 2007-11-17 | 122648.08 | -9.86 | 36.36
20 | TD | 5 | Time Domain Reflectometer | 1993-01-01 | 2007-11-17 | 122648.08 | -9.86 | 48.12
20 | TD | 6 | Time Domain Reflectometer | 1993-01-01 | 2007-11-17 | 122648.08 | -9.86 | 59.88
20 | TD | 7 | Time Domain Reflectometer | 1993-01-01 | 2007-11-17 | 122648.08 | -9.86 | 95.64
20 | TE | 3 | Bituminous Transverse Embedment Strain Gauge | 1993-01-01 | 2007-11-17 | 122659.96 | -10.74 | 7.92
20 | TE | 101 | Bituminous Transverse Embedment Strain Gauge | 2008-11-15 |  | 122690.29 | -9.35 | 4.32 | Transverse
20 | TE | 102 | Bituminous Transverse Embedment Strain Gauge | 2008-11-15 |  | 122692.19 | -9.31 | 4.68 | Transverse
20 | WM | 1 | Water Mark - Irrometer | 1993-01-01 | 2007-11-17 | 122648.08 | -9.86 | 12.36
20 | WM | 2 | Water Mark - Irrometer | 1993-01-01 | 2007-11-17 | 122648.08 | -9.86 | 18.12
20 | WM | 3 | Water Mark - Irrometer | 1993-01-01 | 2007-11-17 | 122648.08 | -9.86 | 24.12
20 | WM | 4 | Water Mark - Irrometer | 1993-01-01 | 2007-11-17 | 122648.08 | -9.86 | 36.36
20 | WM | 5 | Water Mark - Irrometer | 1993-01-01 | 2007-11-17 | 122648.08 | -9.86 | 48.12
20 | WM | 6 | Water Mark - Irrometer | 1993-01-01 | 2007-11-17 | 122648.08 | -9.86 | 59.88
20 | WM | 7 | Water Mark - Irrometer | 1993-01-01 | 2007-11-17 | 122648.08 | -9.86 | 95.64
21 | EC | 101 | Decagon Moisture - 5TE | 2008-11-15 |  | 122968.87 | -5.69 | 7
21 | EC | 102 | Decagon Moisture - 5TE | 2008-11-15 |  | 122968.87 | -5.69 | 15
21 | EC | 103 | Decagon Moisture - 5TE | 2008-11-15 |  | 122968.87 | -5.69 | 17
21 | EC | 104 | Decagon Moisture - 5TE | 2008-11-15 |  | 122968.87 | -5.69 | 24
21 | EC | 105 | Decagon Moisture - 5TE | 2008-11-15 |  | 122968.87 | -5.69 | 30
21 | EC | 106 | Decagon Moisture - 5TE | 2008-11-15 |  | 122968.87 | -5.69 | 36
21 | EC | 107 | Decagon Moisture - 5TE | 2008-11-15 |  | 122968.87 | -5.69 | 60
21 | EC | 108 | Decagon Moisture - 5TE | 2008-11-15 |  | 122968.87 | -5.69 | 72
21 | ET | 101 | Decagon Moisture - 5TE (temperature) | 2008-11-15 |  | 122968.9 | -5.69 | 7
21 | ET | 102 | Decagon Moisture - 5TE (temperature) | 2008-11-15 |  | 122968.9 | -5.69 | 15
21 | ET | 103 | Decagon Moisture - 5TE (temperature) | 2008-11-15 |  | 122968.9 | -5.69 | 17
21 | ET | 104 | Decagon Moisture - 5TE (temperature) | 2008-11-15 |  | 122968.9 | -5.69 | 24
21 | ET | 105 | Decagon Moisture - 5TE (temperature) | 2008-11-15 |  | 122968.9 | -5.69 | 30
21 | ET | 106 | Decagon Moisture - 5TE (temperature) | 2008-11-15 |  | 122968.9 | -5.69 | 36
21 | ET | 107 | Decagon Moisture - 5TE (temperature) | 2008-11-15 |  | 122968.9 | -5.69 | 60
21 | ET | 108 | Decagon Moisture - 5TE (temperature) | 2008-11-15 |  | 122968.9 | -5.69 | 72
21 | EW | 101 | Decagon Moisture - 5TE (volumetric moisture content) | 2008-11-15 |  | 122968.9 | -5.69 | 7
21 | EW | 102 | Decagon Moisture - 5TE (volumetric moisture content) | 2008-11-15 |  | 122968.9 | -5.69 | 15
21 | EW | 103 | Decagon Moisture - 5TE (volumetric moisture content) | 2008-11-15 |  | 122968.9 | -5.69 | 17
21 | EW | 104 | Decagon Moisture - 5TE (volumetric moisture content) | 2008-11-15 |  | 122968.9 | -5.69 | 24
21 | EW | 105 | Decagon Moisture - 5TE (volumetric moisture content) | 2008-11-15 |  | 122968.9 | -5.69 | 30
21 | EW | 106 | Decagon Moisture - 5TE (volumetric moisture content) | 2008-11-15 |  | 122968.9 | -5.69 | 36
21 | EW | 107 | Decagon Moisture - 5TE (volumetric moisture content) | 2008-11-15 |  | 122968.9 | -5.69 | 60
21 | EW | 108 | Decagon Moisture - 5TE (volumetric moisture content) | 2008-11-15 |  | 122968.9 | -5.69 | 72
21 | LE | 101 | Dynamic Strain Gauge - Dynatest | 2008-11-15 |  | 122987.46 | -9.63 | 5.52 | Longitudinal
21 | LE | 102 | Dynamic Strain Gauge - Dynatest | 2008-11-15 |  | 122989.44 | -9.47 | 5.4 | Longitudinal
21 | NP | 1 | Neutron Probe | 1993-01-01 | 2007-11-17 | 123043.05 | -6.03 | 0
21 | OS | 1 | MnROAD Open Stand Pipe | 1993-01-01 | 2007-11-17 | 123053.04 | -25.1 | 180
21 | PG | 101 | Dynamic Normal Pressure Gauge - Geokon 3500 | 2008-11-15 |  | 122968.67 | -9.52 | 17.04
21 | PG | 102 | Dynamic Normal Pressure Gauge - Geokon 3500 | 2008-11-15 |  | 122988.08 | -9.51 | 17.04
21 | RP | 1 | Resistivity Probe | 1993-01-01 | 2007-11-17 | 123041.24 | -9.53 | 11.52
21 | TC | 1 | MnROAD Thermal Couple Tree - Omega | 1993-01-01 | 2008-11-15 | 123040.67 | -9.59 | 1.08
21 | TC | 2 | MnROAD Thermal Couple Tree - Omega | 1993-01-01 | 2008-11-15 | 123040.67 | -9.59 | 2.28
21 | TC | 3 | MnROAD Thermal Couple Tree - Omega | 1993-01-01 | 2008-11-15 | 123040.67 | -9.59 | 5.16
21 | TC | 4 | MnROAD Thermal Couple Tree - Omega | 1993-01-01 | 2008-11-15 | 123040.67 | -9.59 | 8.04
21 | TC | 5 | MnROAD Thermal Couple Tree - Omega | 1993-01-01 | 2008-11-15 | 123040.67 | -9.59 | 11.52
21 | TC | 6 | MnROAD Thermal Couple Tree - Omega | 1993-01-01 | 2008-11-15 | 123040.67 | -9.59 | 17.52
21 | TC | 7 | MnROAD Thermal Couple Tree - Omega | 1993-01-01 | 2008-11-15 | 123040.67 | -9.59 | 23.52
21 | TC | 8 | MnROAD Thermal Couple Tree - Omega | 1993-01-01 | 2008-11-15 | 123040.67 | -9.59 | 35.52
21 | TC | 9 | MnROAD Thermal Couple Tree - Omega | 1993-01-01 | 2008-11-15 | 123040.67 | -9.59 | 47.52
21 | TC | 10 | MnROAD Thermal Couple Tree - Omega | 1993-01-01 | 2008-11-15 | 123040.67 | -9.59 | 59.52
21 | TC | 11 | MnROAD Thermal Couple Tree - Omega | 1993-01-01 | 2008-11-15 | 123040.67 | -9.59 | 95.52
21 | TC | 101 | MnROAD Thermal Couple Tree - Omega | 2008-11-15 |  | 122968.87 | -5.69 | 0.5
21 | TC | 102 | MnROAD Thermal Couple Tree - Omega | 2008-11-15 |  | 122968.87 | -5.69 | 1.5
21 | TC | 103 | MnROAD Thermal Couple Tree - Omega | 2008-11-15 |  | 122968.87 | -5.69 | 2.5
21 | TC | 104 | MnROAD Thermal Couple Tree - Omega | 2008-11-15 |  | 122968.87 | -5.69 | 3.5
21 | TC | 105 | MnROAD Thermal Couple Tree - Omega | 2008-11-15 |  | 122968.87 | -5.69 | 5
21 | TC | 106 | MnROAD Thermal Couple Tree - Omega | 2008-11-15 |  | 122968.87 | -5.69 | 7
21 | TC | 107 | MnROAD Thermal Couple Tree - Omega | 2008-11-15 |  | 122968.87 | -5.69 | 9
21 | TC | 108 | MnROAD Thermal Couple Tree - Omega | 2008-11-15 |  | 122968.87 | -5.69 | 11
21 | TC | 109 | MnROAD Thermal Couple Tree - Omega | 2008-11-15 |  | 122968.87 | -5.69 | 15
21 | TC | 110 | MnROAD Thermal Couple Tree - Omega | 2008-11-15 |  | 122968.87 | -5.69 | 17
21 | TC | 111 | MnROAD Thermal Couple Tree - Omega | 2008-11-15 |  | 122968.87 | -5.69 | 24
21 | TC | 112 | MnROAD Thermal Couple Tree - Omega | 2008-11-15 |  | 122968.87 | -5.69 | 30
21 | TC | 113 | MnROAD Thermal Couple Tree - Omega | 2008-11-15 |  | 122968.87 | -5.69 | 36
21 | TC | 114 | MnROAD Thermal Couple Tree - Omega | 2008-11-15 |  | 122968.87 | -5.69 | 48
21 | TC | 115 | MnROAD Thermal Couple Tree - Omega | 2008-11-15 |  | 122968.87 | -5.69 | 60
21 | TC | 116 | MnROAD Thermal Couple Tree - Omega | 2008-11-15 |  | 122968.87 | -5.69 | 72
21 | TD | 1 | Time Domain Reflectometer | 1993-01-01 | 2007-11-17 | 123043.06 | -9.83 | 12.24
21 | TD | 2 | Time Domain Reflectometer | 1993-01-01 | 2007-11-17 | 123043.06 | -9.83 | 17.76
21 | TD | 3 | Time Domain Reflectometer | 1993-01-01 | 2007-11-17 | 123043.06 | -9.83 | 23.76
21 | TD | 4 | Time Domain Reflectometer | 1993-01-01 | 2007-11-17 | 123043.06 | -9.83 | 35.28
21 | TD | 5 | Time Domain Reflectometer | 1993-01-01 | 2007-11-17 | 123043.06 | -9.83 | 47.52
21 | TD | 6 | Time Domain Reflectometer | 1993-01-01 | 2007-11-17 | 123043.06 | -9.83 | 59.76
21 | TD | 7 | Time Domain Reflectometer | 1993-01-01 | 2007-11-17 | 123043.06 | -9.83 | 95.28
21 | TE | 1 | Bituminous Transverse Embedment Strain Gauge | 1993-01-01 | 2007-11-17 | 123035.02 | -8.74 | 7.44
21 | TE | 2 | Bituminous Transverse Embedment Strain Gauge | 1993-01-01 | 2007-11-17 | 123035 | -9.72 | 7.32
21 | TE | 3 | Bituminous Transverse Embedment Strain Gauge | 1993-01-01 | 2007-11-17 | 123034.98 | -10.76 | 7.44
21 | TE | 4 | Bituminous Transverse Embedment Strain Gauge | 1993-01-01 | 2007-11-17 | 123035.11 | 8.73 | 7.8
21 | TE | 5 | Bituminous Transverse Embedment Strain Gauge | 1993-01-01 | 2007-11-17 | 123035.03 | 9.79 | 7.56
21 | TE | 6 | Bituminous Transverse Embedment Strain Gauge | 1993-01-01 | 2007-11-17 | 123035.03 | 10.79 | 7.44
21 | TE | 101 | Bituminous Transverse Embedment Strain Gauge | 2008-11-15 |  | 122983.42 | -9.42 | 5.4 | Transverse
21 | TE | 102 | Bituminous Transverse Embedment Strain Gauge | 2008-11-15 |  | 122985.37 | -9.38 | 5.4 | Transverse
21 | WM | 1 | Water Mark - Irrometer | 1993-01-01 | 2007-11-17 | 123043.06 | -9.83 | 12.24
21 | WM | 2 | Water Mark - Irrometer | 1993-01-01 | 2007-11-17 | 123043.06 | -9.83 | 17.76
21 | WM | 3 | Water Mark - Irrometer | 1993-01-01 | 2007-11-17 | 123043.06 | -9.83 | 23.76
21 | WM | 4 | Water Mark - Irrometer | 1993-01-01 | 2007-11-17 | 123043.06 | -9.83 | 35.28
21 | WM | 5 | Water Mark - Irrometer | 1993-01-01 | 2007-11-17 | 123043.06 | -9.83 | 47.52
21 | WM | 6 | Water Mark - Irrometer | 1993-01-01 | 2007-11-17 | 123043.06 | -9.83 | 59.76
21 | WM | 7 | Water Mark - Irrometer | 1993-01-01 | 2007-11-17 | 123043.06 | -9.83 | 95.28
22 | DT | 4 | Linear Variable Differential Transducer | 1993-01-01 | 2007-11-17 | 123786.02 | -10.73 | 3
22 | DT | 5 | Linear Variable Differential Transducer | 1993-01-01 | 2007-11-17 | 123787.92 | -9.75 | 3
22 | DT | 6 | Linear Variable Differential Transducer | 1993-01-01 | 2007-11-17 | 123790.01 | -8.7 | 3
22 | DT | 7 | Linear Variable Differential Transducer | 1993-01-01 | 2007-11-17 | 123791.97 | -10.76 | 3
22 | DT | 8 | Linear Variable Differential Transducer | 1993-01-01 | 2007-11-17 | 123793.96 | -9.76 | 3
22 | DT | 9 | Linear Variable Differential Transducer | 1993-01-01 | 2007-11-17 | 123795.95 | -8.76 | 3
22 | DW | 1 | Dynamic Pore Water Pressure Gauge | 1993-01-01 | 2007-11-17 | 123771.9 | -3.61 | 12.72
22 | DW | 2 | Dynamic Pore Water Pressure Gauge | 1993-01-01 | 2007-11-17 | 123771.9 | -3.61 | 18.72
22 | DW | 3 | Dynamic Pore Water Pressure Gauge | 1993-01-01 | 2007-11-17 | 123771.9 | -3.61 | 24.48
22 | DW | 4 | Dynamic Pore Water Pressure Gauge | 1993-01-01 | 2007-11-17 | 123771.9 | -3.61 | 30.48
22 | DW | 5 | Dynamic Pore Water Pressure Gauge | 1993-01-01 | 2007-11-17 | 123771.9 | -3.61 | 36.48
22 | EC | 101 | Decagon Moisture - 5TE | 2008-11-15 |  | 123747.83 | -4.64 | 7
22 | EC | 102 | Decagon Moisture - 5TE | 2008-11-15 |  | 123747.83 | -4.64 | 15
22 | EC | 103 | Decagon Moisture - 5TE | 2008-11-15 |  | 123747.83 | -4.64 | 17
22 | EC | 104 | Decagon Moisture - 5TE | 2008-11-15 |  | 123747.83 | -4.64 | 24
22 | EC | 105 | Decagon Moisture - 5TE | 2008-11-15 |  | 123747.83 | -4.64 | 30
22 | EC | 106 | Decagon Moisture - 5TE | 2008-11-15 |  | 123747.83 | -4.64 | 36
22 | EC | 107 | Decagon Moisture - 5TE | 2008-11-15 |  | 123747.83 | -4.64 | 60
22 | EC | 108 | Decagon Moisture - 5TE | 2008-11-15 |  | 123747.83 | -4.64 | 72
22 | ET | 101 | Decagon Moisture - 5TE (temperature) | 2008-11-15 |  | 123747.8 | -4.64 | 7
22 | ET | 102 | Decagon Moisture - 5TE (temperature) | 2008-11-15 |  | 123747.8 | -4.64 | 15
22 | ET | 103 | Decagon Moisture - 5TE (temperature) | 2008-11-15 |  | 123747.8 | -4.64 | 17
22 | ET | 104 | Decagon Moisture - 5TE (temperature) | 2008-11-15 |  | 123747.8 | -4.64 | 24
22 | ET | 105 | Decagon Moisture - 5TE (temperature) | 2008-11-15 |  | 123747.8 | -4.64 | 30
22 | ET | 106 | Decagon Moisture - 5TE (temperature) | 2008-11-15 |  | 123747.8 | -4.64 | 36
22 | ET | 107 | Decagon Moisture - 5TE (temperature) | 2008-11-15 |  | 123747.8 | -4.64 | 60
22 | ET | 108 | Decagon Moisture - 5TE (temperature) | 2008-11-15 |  | 123747.8 | -4.64 | 72
22 | EW | 101 | Decagon Moisture - 5TE (volumetric moisture content) | 2008-11-15 |  | 123747.8 | -4.64 | 7
22 | EW | 102 | Decagon Moisture - 5TE (volumetric moisture content) | 2008-11-15 |  | 123747.8 | -4.64 | 15
22 | EW | 103 | Decagon Moisture - 5TE (volumetric moisture content) | 2008-11-15 |  | 123747.8 | -4.64 | 17
22 | EW | 104 | Decagon Moisture - 5TE (volumetric moisture content) | 2008-11-15 |  | 123747.8 | -4.64 | 24
22 | EW | 105 | Decagon Moisture - 5TE (volumetric moisture content) | 2008-11-15 |  | 123747.8 | -4.64 | 30
22 | EW | 106 | Decagon Moisture - 5TE (volumetric moisture content) | 2008-11-15 |  | 123747.8 | -4.64 | 36
22 | EW | 107 | Decagon Moisture - 5TE (volumetric moisture content) | 2008-11-15 |  | 123747.8 | -4.64 | 60
22 | EW | 108 | Decagon Moisture - 5TE (volumetric moisture content) | 2008-11-15 |  | 123747.8 | -4.64 | 72
22 | LE | 1 | Dynamic Strain Gauge - Dynatest | 1993-01-01 | 2007-11-17 | 123765.97 | -8.75 | 7.8
22 | LE | 2 | Dynamic Strain Gauge - Dynatest | 1993-01-01 | 2007-11-17 | 123766.01 | -9.76 | 7.68
22 | LE | 3 | Dynamic Strain Gauge - Dynatest | 1993-01-01 | 2007-11-17 | 123766.01 | -10.8 | 7.32
22 | LE | 101 | Dynamic Strain Gauge - Dynatest | 2008-11-15 |  | 123770.79 | -9.72 | 4.8 | Longitudinal
22 | LE | 102 | Dynamic Strain Gauge - Dynatest | 2008-11-15 |  | 123772.82 | -9.69 | 4.8 | Longitudinal
22 | NP | 1 | Neutron Probe | 1993-01-01 | 2007-11-17 | 123775.05 | -6 | 0
22 | NP | 2 | Neutron Probe | 1993-01-01 | 2007-11-17 | 123677.99 | -5.98 | 0
22 | NP | 3 | Neutron Probe | 1993-01-01 | 2007-11-17 | 123578 | -5.96 | 0
22 | NP | 4 | Neutron Probe | 1993-01-01 | 2007-11-17 | 123877.99 | -5.97 | 0
22 | NP | 5 | Neutron Probe | 1993-01-01 | 2007-11-17 | 123775 | -14 | 0
22 | OS | 1 | MnROAD Open Stand Pipe | 1993-01-01 | 2007-11-17 | 123787.32 | -25.8 | 180
22 | PG | 1 | Dynamic Normal Pressure Gauge - Geokon 3500 | 1993-01-01 | 2007-11-17 | 123772.09 | -8.75 | 8.52
22 | PG | 2 | Dynamic Normal Pressure Gauge - Geokon 3500 | 1993-01-01 | 2007-11-17 | 123772.12 | -8.77 | 17.88
22 | PG | 3 | Dynamic Normal Pressure Gauge - Geokon 3500 | 1993-01-01 | 2007-11-17 | 123772.03 | -9.7 | 8.16
22 | PG | 4 | Dynamic Normal Pressure Gauge - Geokon 3500 | 1993-01-01 | 2007-11-17 | 123772.1 | -9.68 | 18.12
22 | PG | 5 | Dynamic Normal Pressure Gauge - Geokon 3500 | 1993-01-01 | 2007-11-17 | 123771.98 | -10.7 | 7.56
22 | PG | 6 | Dynamic Normal Pressure Gauge - Geokon 3500 | 1993-01-01 | 2007-11-17 | 123771.98 | -10.62 | 17.64
22 | PG | 101 | Dynamic Normal Pressure Gauge - Geokon 3500 | 2008-11-15 |  | 123748.68 | -9.16 | 17.04
22 | PG | 102 | Dynamic Normal Pressure Gauge - Geokon 3500 | 2008-11-15 |  | 123771.06 | -9.22 | 17.04
22 | PK | 1 | Dynamic Pressure Gauge | 1993-01-01 | 2007-11-17 | 123771.48 | -3.67 | 33.72
22 | PL | 1 | Static Pressure Gauge | 1993-01-01 | 2007-11-17 | 123770.86 | 2.39 | 48.12
22 | PL | 2 | Static Pressure Gauge | 1993-01-01 | 2007-11-17 | 123760.01 | 0.18 | 13.8
22 | PT | 1 | Static Normal Pressure - Geokon 4800 | 1993-01-01 | 2007-11-17 | 123767 | 0 | 48.6
22 | PT | 2 | Static Normal Pressure - Geokon 4800 | 1993-01-01 | 2007-11-17 | 123768.05 | 0.05 | 36.6
22 | PT | 3 | Static Normal Pressure - Geokon 4800 | 1993-01-01 | 2007-11-17 | 123770.94 | -0.07 | 24.72
22 | PT | 4 | Static Normal Pressure - Geokon 4800 | 1993-01-01 | 2007-11-17 | 123767.01 | 0.05 | 12.72
22 | RP | 1 | Resistivity Probe | 1993-01-01 | 2007-11-17 | 123776.27 | 0.08 | 12.6
22 | RP | 2 | Resistivity Probe | 1993-01-01 | 2007-11-17 | 123776.38 | -9.41 | 9.96
22 | RP | 3 | Resistivity Probe | 1993-01-01 | 2007-11-17 | 123776.25 | -16.13 | 12.24
22 | RP | 4 | Resistivity Probe | 1993-01-01 | 2007-11-17 | 123776.2 | -24.91 | 13.2
22 | RP | 5 | Resistivity Probe | 1993-01-01 | 2007-11-17 | 123676.4 | -9.59 | 11.52
22 | RP | 6 | Resistivity Probe | 1993-01-01 | 2007-11-17 | 123576.78 | -9.73 | 10.8
22 | RP | 7 | Resistivity Probe | 1993-01-01 | 2007-11-17 | 123876.37 | -9.52 | 12.48
22 | SW | 1 | Positive Pore Water Pressure | 1993-01-01 | 2007-11-17 | 123767.06 | 1.58 | 48.24
22 | SW | 2 | Positive Pore Water Pressure | 1993-01-01 | 2007-11-17 | 123768.02 | 1.46 | 36.36
22 | SW | 3 | Positive Pore Water Pressure | 1993-01-01 | 2007-11-17 | 123770.94 | 1.47 | 24.24
22 | SW | 4 | Positive Pore Water Pressure | 1993-01-01 | 2007-11-17 | 123767.06 | 1.58 | 12.72
22 | TC | 1 | MnROAD Thermal Couple Tree - Omega | 1993-01-01 | 2007-11-17 | 123775.57 | 0.21 | 0.96
22 | TC | 2 | MnROAD Thermal Couple Tree - Omega | 1993-01-01 | 2007-11-17 | 123775.57 | 0.21 | 2.28
22 | TC | 3 | MnROAD Thermal Couple Tree - Omega | 1993-01-01 | 2007-11-17 | 123775.57 | 0.21 | 5.16
22 | TC | 4 | MnROAD Thermal Couple Tree - Omega | 1993-01-01 | 2007-11-17 | 123775.57 | 0.21 | 8.76
22 | TC | 5 | MnROAD Thermal Couple Tree - Omega | 1993-01-01 | 2007-11-17 | 123775.57 | 0.21 | 12.12
22 | TC | 6 | MnROAD Thermal Couple Tree - Omega | 1993-01-01 | 2007-11-17 | 123775.57 | 0.21 | 18.12
22 | TC | 7 | MnROAD Thermal Couple Tree - Omega | 1993-01-01 | 2007-11-17 | 123775.57 | 0.21 | 24.12
22 | TC | 8 | MnROAD Thermal Couple Tree - Omega | 1993-01-01 | 2007-11-17 | 123775.57 | 0.21 | 36.12
22 | TC | 9 | MnROAD Thermal Couple Tree - Omega | 1993-01-01 | 2007-11-17 | 123775.57 | 0.21 | 48.12
22 | TC | 10 | MnROAD Thermal Couple Tree - Omega | 1993-01-01 | 2007-11-17 | 123775.57 | 0.21 | 60.12
22 | TC | 11 | MnROAD Thermal Couple Tree - Omega | 1993-01-01 | 2007-11-17 | 123775.57 | 0.21 | 96.12
22 | TC | 12 | MnROAD Thermal Couple Tree - Omega | 1993-01-01 | 2007-11-17 | 123775.79 | -9.72 | 1.08
22 | TC | 13 | MnROAD Thermal Couple Tree - Omega | 1993-01-01 | 2007-11-17 | 123775.79 | -9.72 | 2.04
22 | TC | 14 | MnROAD Thermal Couple Tree - Omega | 1993-01-01 | 2007-11-17 | 123775.79 | -9.72 | 5.28
22 | TC | 15 | MnROAD Thermal Couple Tree - Omega | 1993-01-01 | 2007-11-17 | 123775.79 | -9.72 | 7.92
22 | TC | 16 | MnROAD Thermal Couple Tree - Omega | 1993-01-01 | 2007-11-17 | 123775.79 | -9.72 | 12.12
22 | TC | 17 | MnROAD Thermal Couple Tree - Omega | 1993-01-01 | 2007-11-17 | 123775.79 | -9.72 | 18.12
22 | TC | 18 | MnROAD Thermal Couple Tree - Omega | 1993-01-01 | 2007-11-17 | 123775.79 | -9.72 | 24.12
22 | TC | 19 | MnROAD Thermal Couple Tree - Omega | 1993-01-01 | 2007-11-17 | 123775.79 | -9.72 | 36.12
22 | TC | 20 | MnROAD Thermal Couple Tree - Omega | 1993-01-01 | 2007-11-17 | 123775.79 | -9.72 | 48.12
22 | TC | 21 | MnROAD Thermal Couple Tree - Omega | 1993-01-01 | 2007-11-17 | 123775.79 | -9.72 | 60.12
22 | TC | 22 | MnROAD Thermal Couple Tree - Omega | 1993-01-01 | 2007-11-17 | 123775.79 | -9.72 | 96.12
22 | TC | 23 | MnROAD Thermal Couple Tree - Omega | 1993-01-01 | 2007-11-17 | 123775.54 | -15.94 | 1.08
22 | TC | 24 | MnROAD Thermal Couple Tree - Omega | 1993-01-01 | 2007-11-17 | 123775.54 | -15.94 | 2.16
22 | TC | 25 | MnROAD Thermal Couple Tree - Omega | 1993-01-01 | 2007-11-17 | 123775.54 | -15.94 | 5.04
22 | TC | 26 | MnROAD Thermal Couple Tree - Omega | 1993-01-01 | 2007-11-17 | 123775.54 | -15.94 | 8.04
22 | TC | 27 | MnROAD Thermal Couple Tree - Omega | 1993-01-01 | 2007-11-17 | 123775.54 | -15.94 | 12
22 | TC | 28 | MnROAD Thermal Couple Tree - Omega | 1993-01-01 | 2007-11-17 | 123775.54 | -15.94 | 18
22 | TC | 29 | MnROAD Thermal Couple Tree - Omega | 1993-01-01 | 2007-11-17 | 123775.54 | -15.94 | 24
22 | TC | 30 | MnROAD Thermal Couple Tree - Omega | 1993-01-01 | 2007-11-17 | 123775.54 | -15.94 | 36
22 | TC | 31 | MnROAD Thermal Couple Tree - Omega | 1993-01-01 | 2007-11-17 | 123775.54 | -15.94 | 48
22 | TC | 32 | MnROAD Thermal Couple Tree - Omega | 1993-01-01 | 2007-11-17 | 123775.54 | -15.94 | 60
22 | TC | 33 | MnROAD Thermal Couple Tree - Omega | 1993-01-01 | 2007-11-17 | 123775.54 | -15.94 | 96
22 | TC | 34 | MnROAD Thermal Couple Tree - Omega | 1993-01-01 | 2007-11-17 | 123775.51 | -24.97 | 2.04
22 | TC | 35 | MnROAD Thermal Couple Tree - Omega | 1993-01-01 | 2007-11-17 | 123775.51 | -24.97 | 5.64
22 | TC | 36 | MnROAD Thermal Couple Tree - Omega | 1993-01-01 | 2007-11-17 | 123775.51 | -24.97 | 8.64
22 | TC | 37 | MnROAD Thermal Couple Tree - Omega | 1993-01-01 | 2007-11-17 | 123775.51 | -24.97 | 12.6
22 | TC | 38 | MnROAD Thermal Couple Tree - Omega | 1993-01-01 | 2007-11-17 | 123775.51 | -24.97 | 18.6
22 | TC | 39 | MnROAD Thermal Couple Tree - Omega | 1993-01-01 | 2007-11-17 | 123775.51 | -24.97 | 24.6
22 | TC | 40 | MnROAD Thermal Couple Tree - Omega | 1993-01-01 | 2007-11-17 | 123775.51 | -24.97 | 36.6
22 | TC | 41 | MnROAD Thermal Couple Tree - Omega | 1993-01-01 | 2007-11-17 | 123775.51 | -24.97 | 48.6
22 | TC | 42 | MnROAD Thermal Couple Tree - Omega | 1993-01-01 | 2007-11-17 | 123775.51 | -24.97 | 60.6
22 | TC | 43 | MnROAD Thermal Couple Tree - Omega | 1993-01-01 | 2007-11-17 | 123775.51 | -24.97 | 96.6
22 | TC | 44 | MnROAD Thermal Couple Tree - Omega | 1993-01-01 | 2007-11-17 | 123675.63 | -9.47 | 1.08
22 | TC | 45 | MnROAD Thermal Couple Tree - Omega | 1993-01-01 | 2007-11-17 | 123675.63 | -9.47 | 2.28
22 | TC | 46 | MnROAD Thermal Couple Tree - Omega | 1993-01-01 | 2007-11-17 | 123675.63 | -9.47 | 5.28
22 | TC | 47 | MnROAD Thermal Couple Tree - Omega | 1993-01-01 | 2007-11-17 | 123675.63 | -9.47 | 7.92
22 | TC | 48 | MnROAD Thermal Couple Tree - Omega | 1993-01-01 | 2007-11-17 | 123675.63 | -9.47 | 11.52
22 | TC | 49 | MnROAD Thermal Couple Tree - Omega | 1993-01-01 | 2007-11-17 | 123675.63 | -9.47 | 17.52
22 | TC | 50 | MnROAD Thermal Couple Tree - Omega | 1993-01-01 | 2007-11-17 | 123675.63 | -9.47 | 23.52
22 | TC | 51 | MnROAD Thermal Couple Tree - Omega | 1993-01-01 | 2007-11-17 | 123675.63 | -9.47 | 35.52
22 | TC | 52 | MnROAD Thermal Couple Tree - Omega | 1993-01-01 | 2007-11-17 | 123675.63 | -9.47 | 47.52
22 | TC | 53 | MnROAD Thermal Couple Tree - Omega | 1993-01-01 | 2007-11-17 | 123675.63 | -9.47 | 59.52
22 | TC | 54 | MnROAD Thermal Couple Tree - Omega | 1993-01-01 | 2007-11-17 | 123675.63 | -9.47 | 95.52
22 | TC | 55 | MnROAD Thermal Couple Tree - Omega | 1993-01-01 | 2007-11-17 | 123575.78 | -9.97 | 1.08
22 | TC | 56 | MnROAD Thermal Couple Tree - Omega | 1993-01-01 | 2007-11-17 | 123575.78 | -9.97 | 2.16
22 | TC | 57 | MnROAD Thermal Couple Tree - Omega | 1993-01-01 | 2007-11-17 | 123575.78 | -9.97 | 5.16
22 | TC | 58 | MnROAD Thermal Couple Tree - Omega | 1993-01-01 | 2007-11-17 | 123575.78 | -9.97 | 8.76
22 | TC | 59 | MnROAD Thermal Couple Tree - Omega | 1993-01-01 | 2007-11-17 | 123575.78 | -9.97 | 11.16
22 | TC | 60 | MnROAD Thermal Couple Tree - Omega | 1993-01-01 | 2007-11-17 | 123575.78 | -9.97 | 17.16
22 | TC | 61 | MnROAD Thermal Couple Tree - Omega | 1993-01-01 | 2007-11-17 | 123575.78 | -9.97 | 23.16
22 | TC | 62 | MnROAD Thermal Couple Tree - Omega | 1993-01-01 | 2007-11-17 | 123575.78 | -9.97 | 35.16
22 | TC | 63 | MnROAD Thermal Couple Tree - Omega | 1993-01-01 | 2007-11-17 | 123575.78 | -9.97 | 47.16
22 | TC | 64 | MnROAD Thermal Couple Tree - Omega | 1993-01-01 | 2007-11-17 | 123575.78 | -9.97 | 59.16
22 | TC | 65 | MnROAD Thermal Couple Tree - Omega | 1993-01-01 | 2007-11-17 | 123575.78 | -9.97 | 95.16
22 | TC | 66 | MnROAD Thermal Couple Tree - Omega | 1993-01-01 | 2007-11-17 | 123875.37 | -9.54 | 0.96
22 | TC | 67 | MnROAD Thermal Couple Tree - Omega | 1993-01-01 | 2007-11-17 | 123875.37 | -9.54 | 2.04
22 | TC | 68 | MnROAD Thermal Couple Tree - Omega | 1993-01-01 | 2007-11-17 | 123875.37 | -9.54 | 5.16
22 | TC | 69 | MnROAD Thermal Couple Tree - Omega | 1993-01-01 | 2007-11-17 | 123875.37 | -9.54 | 8.76
22 | TC | 70 | MnROAD Thermal Couple Tree - Omega | 1993-01-01 | 2007-11-17 | 123875.37 | -9.54 | 12.24
22 | TC | 71 | MnROAD Thermal Couple Tree - Omega | 1993-01-01 | 2007-11-17 | 123875.37 | -9.54 | 18.24
22 | TC | 72 | MnROAD Thermal Couple Tree - Omega | 1993-01-01 | 2007-11-17 | 123875.37 | -9.54 | 24.24
22 | TC | 73 | MnROAD Thermal Couple Tree - Omega | 1993-01-01 | 2007-11-17 | 123875.37 | -9.54 | 36.24
22 | TC | 74 | MnROAD Thermal Couple Tree - Omega | 1993-01-01 | 2007-11-17 | 123875.37 | -9.54 | 48.24
22 | TC | 75 | MnROAD Thermal Couple Tree - Omega | 1993-01-01 | 2007-11-17 | 123875.37 | -9.54 | 60.24
22 | TC | 76 | MnROAD Thermal Couple Tree - Omega | 1993-01-01 | 2007-11-17 | 123875.37 | -9.54 | 96.24
22 | TC | 101 | MnROAD Thermal Couple Tree - Omega | 2008-11-15 |  | 123747.83 | -4.64 | 0.5
22 | TC | 102 | MnROAD Thermal Couple Tree - Omega | 2008-11-15 |  | 123747.83 | -4.64 | 1.5
22 | TC | 103 | MnROAD Thermal Couple Tree - Omega | 2008-11-15 |  | 123747.83 | -4.64 | 2.5
22 | TC | 104 | MnROAD Thermal Couple Tree - Omega | 2008-11-15 |  | 123747.83 | -4.64 | 3.5
22 | TC | 105 | MnROAD Thermal Couple Tree - Omega | 2008-11-15 |  | 123747.83 | -4.69 | 5
22 | TC | 106 | MnROAD Thermal Couple Tree - Omega | 2008-11-15 |  | 123747.83 | -4.64 | 7
22 | TC | 107 | MnROAD Thermal Couple Tree - Omega | 2008-11-15 |  | 123747.83 | -4.64 | 9
22 | TC | 108 | MnROAD Thermal Couple Tree - Omega | 2008-11-15 |  | 123747.83 | -4.64 | 11
22 | TC | 109 | MnROAD Thermal Couple Tree - Omega | 2008-11-15 |  | 123747.83 | -4.64 | 15
22 | TC | 110 | MnROAD Thermal Couple Tree - Omega | 2008-11-15 |  | 123747.83 | -4.64 | 17
22 | TC | 111 | MnROAD Thermal Couple Tree - Omega | 2008-11-15 |  | 123747.83 | -4.64 | 24
22 | TC | 112 | MnROAD Thermal Couple Tree - Omega | 2008-11-15 |  | 123747.83 | -4.64 | 29
22 | TC | 113 | MnROAD Thermal Couple Tree - Omega | 2008-11-15 |  | 123747.83 | -4.64 | 36
22 | TC | 114 | MnROAD Thermal Couple Tree - Omega | 2008-11-15 |  | 123747.83 | -4.64 | 48
22 | TC | 115 | MnROAD Thermal Couple Tree - Omega | 2008-11-15 |  | 123747.83 | -4.64 | 60
22 | TC | 116 | MnROAD Thermal Couple Tree - Omega | 2008-11-15 |  | 123747.83 | -4.64 | 72
22 | TD | 1 | Time Domain Reflectometer | 1993-01-01 | 2007-11-17 | 123777.99 | 0.1 | 13.92
22 | TD | 2 | Time Domain Reflectometer | 1993-01-01 | 2007-11-17 | 123777.99 | 0.1 | 19.68
22 | TD | 3 | Time Domain Reflectometer | 1993-01-01 | 2007-11-17 | 123777.99 | 0.1 | 25.68
22 | TD | 4 | Time Domain Reflectometer | 1993-01-01 | 2007-11-17 | 123777.99 | 0.1 | 31.68
22 | TD | 5 | Time Domain Reflectometer | 1993-01-01 | 2007-11-17 | 123777.99 | 0.1 | 36.48
22 | TD | 6 | Time Domain Reflectometer | 1993-01-01 | 2007-11-17 | 123777.99 | 0.1 | 51.48
22 | TD | 7 | Time Domain Reflectometer | 1993-01-01 | 2007-11-17 | 123777.99 | 0.1 | 62.04
22 | TD | 8 | Time Domain Reflectometer | 1993-01-01 | 2007-11-17 | 123778.1 | -9.68 | 13.44
22 | TD | 9 | Time Domain Reflectometer | 1993-01-01 | 2007-11-17 | 123778.1 | -9.68 | 19.2
22 | TD | 10 | Time Domain Reflectometer | 1993-01-01 | 2007-11-17 | 123778.1 | -9.68 | 25.2
22 | TD | 11 | Time Domain Reflectometer | 1993-01-01 | 2007-11-17 | 123778.1 | -9.68 | 36.72
22 | TD | 12 | Time Domain Reflectometer | 1993-01-01 | 2007-11-17 | 123778.1 | -9.68 | 48.72
22 | TD | 13 | Time Domain Reflectometer | 1993-01-01 | 2007-11-17 | 123778.1 | -9.68 | 60.48
22 | TD | 14 | Time Domain Reflectometer | 1993-01-01 | 2007-11-17 | 123778.1 | -9.68 | 88.2
22 | TD | 15 | Time Domain Reflectometer | 1993-01-01 | 2007-11-17 | 123778.07 | -16 | 12.96
22 | TD | 16 | Time Domain Reflectometer | 1993-01-01 | 2007-11-17 | 123778.07 | -16 | 19.2
22 | TD | 17 | Time Domain Reflectometer | 1993-01-01 | 2007-11-17 | 123778.07 | -16 | 25.44
22 | TD | 18 | Time Domain Reflectometer | 1993-01-01 | 2007-11-17 | 123778.07 | -16 | 31.44
22 | TD | 19 | Time Domain Reflectometer | 1993-01-01 | 2007-11-17 | 123778.07 | -16 | 37.44
22 | TD | 20 | Time Domain Reflectometer | 1993-01-01 | 2007-11-17 | 123778.07 | -16 | 48.96
22 | TD | 21 | Time Domain Reflectometer | 1993-01-01 | 2007-11-17 | 123778.07 | -16 | 61.2
22 | TD | 22 | Time Domain Reflectometer | 1993-01-01 | 2007-11-17 | 123777.82 | -24.95 | 10.44
22 | TD | 23 | Time Domain Reflectometer | 1993-01-01 | 2007-11-17 | 123777.82 | -24.95 | 16.92
22 | TD | 24 | Time Domain Reflectometer | 1993-01-01 | 2007-11-17 | 123777.82 | -24.95 | 23.16
22 | TD | 25 | Time Domain Reflectometer | 1993-01-01 | 2007-11-17 | 123777.82 | -24.95 | 29.16
22 | TD | 26 | Time Domain Reflectometer | 1993-01-01 | 2007-11-17 | 123777.82 | -24.95 | 35.16
22 | TD | 27 | Time Domain Reflectometer | 1993-01-01 | 2007-11-17 | 123777.82 | -24.95 | 47.16
22 | TD | 28 | Time Domain Reflectometer | 1993-01-01 | 2007-11-17 | 123777.82 | -24.95 | 58.68
22 | TD | 29 | Time Domain Reflectometer | 1993-01-01 | 2007-11-17 | 123678.03 | -9.61 | 14.04
22 | TD | 30 | Time Domain Reflectometer | 1993-01-01 | 2007-11-17 | 123678.03 | -9.61 | 19.8
22 | TD | 31 | Time Domain Reflectometer | 1993-01-01 | 2007-11-17 | 123678.03 | -9.61 | 25.56
22 | TD | 32 | Time Domain Reflectometer | 1993-01-01 | 2007-11-17 | 123678.03 | -9.61 | 31.08
22 | TD | 33 | Time Domain Reflectometer | 1993-01-01 | 2007-11-17 | 123678.03 | -9.61 | 37.56
22 | TD | 34 | Time Domain Reflectometer | 1993-01-01 | 2007-11-17 | 123678.03 | -9.61 | 49.08
22 | TD | 35 | Time Domain Reflectometer | 1993-01-01 | 2007-11-17 | 123678.03 | -9.61 | 61.08
22 | TD | 36 | Time Domain Reflectometer | 1993-01-01 | 2007-11-17 | 123577.97 | -9.66 | 13.68
22 | TD | 37 | Time Domain Reflectometer | 1993-01-01 | 2007-11-17 | 123577.97 | -9.66 | 19.44
22 | TD | 38 | Time Domain Reflectometer | 1993-01-01 | 2007-11-17 | 123577.97 | -9.66 | 25.44
22 | TD | 39 | Time Domain Reflectometer | 1993-01-01 | 2007-11-17 | 123577.97 | -9.66 | 31.2
22 | TD | 40 | Time Domain Reflectometer | 1993-01-01 | 2007-11-17 | 123577.97 | -9.66 | 37.44
22 | TD | 41 | Time Domain Reflectometer | 1993-01-01 | 2007-11-17 | 123577.97 | -9.66 | 48.48
22 | TD | 42 | Time Domain Reflectometer | 1993-01-01 | 2007-11-17 | 123577.97 | -9.66 | 60.48
22 | TD | 43 | Time Domain Reflectometer | 1993-01-01 | 2007-11-17 | 123877.94 | -9.63 | 14.16
22 | TD | 44 | Time Domain Reflectometer | 1993-01-01 | 2007-11-17 | 123877.94 | -9.63 | 19.68
22 | TD | 45 | Time Domain Reflectometer | 1993-01-01 | 2007-11-17 | 123877.94 | -9.63 | 25.68
22 | TD | 46 | Time Domain Reflectometer | 1993-01-01 | 2007-11-17 | 123877.94 | -9.63 | 30.96
22 | TD | 47 | Time Domain Reflectometer | 1993-01-01 | 2007-11-17 | 123877.94 | -9.63 | 37.92
22 | TD | 48 | Time Domain Reflectometer | 1993-01-01 | 2007-11-17 | 123877.94 | -9.63 | 49.68
22 | TD | 49 | Time Domain Reflectometer | 1993-01-01 | 2007-11-17 | 123877.94 | -9.63 | 61.68
22 | TE | 1 | Bituminous Transverse Embedment Strain Gauge | 1993-01-01 | 2007-11-17 | 123767.96 | -8.76 | 7.92
22 | TE | 2 | Bituminous Transverse Embedment Strain Gauge | 1993-01-01 | 2007-11-17 | 123767.96 | -9.73 | 7.8
22 | TE | 3 | Bituminous Transverse Embedment Strain Gauge | 1993-01-01 | 2007-11-17 | 123767.97 | -10.81 | 7.2
22 | TE | 101 | Bituminous Transverse Embedment Strain Gauge | 2008-11-15 |  | 123766.6 | -9.79 | 4.8 | Transverse
22 | TE | 102 | Bituminous Transverse Embedment Strain Gauge | 2008-11-15 |  | 123768.62 | -9.78 | 4.8 | Transverse
22 | WM | 1 | Water Mark - Irrometer | 1993-01-01 | 2007-11-17 | 123777.99 | 0.1 | 13.92
22 | WM | 2 | Water Mark - Irrometer | 1993-01-01 | 2007-11-17 | 123777.99 | 0.1 | 19.68
22 | WM | 3 | Water Mark - Irrometer | 1993-01-01 | 2007-11-17 | 123777.99 | 0.1 | 25.68
22 | WM | 4 | Water Mark - Irrometer | 1993-01-01 | 2007-11-17 | 123777.99 | 0.1 | 31.68
22 | WM | 5 | Water Mark - Irrometer | 1993-01-01 | 2007-11-17 | 123777.99 | 0.1 | 36.48
22 | WM | 6 | Water Mark - Irrometer | 1993-01-01 | 2007-11-17 | 123777.99 | 0.1 | 51.48
22 | WM | 7 | Water Mark - Irrometer | 1993-01-01 | 2007-11-17 | 123777.99 | 0.1 | 62.04
22 | WM | 8 | Water Mark - Irrometer | 1993-01-01 | 2007-11-17 | 123778.1 | -9.68 | 13.44
22 | WM | 9 | Water Mark - Irrometer | 1993-01-01 | 2007-11-17 | 123778.1 | -9.68 | 19.2
22 | WM | 10 | Water Mark - Irrometer | 1993-01-01 | 2007-11-17 | 123778.1 | -9.68 | 25.2
22 | WM | 11 | Water Mark - Irrometer | 1993-01-01 | 2007-11-17 | 123778.1 | -9.68 | 36.72
22 | WM | 12 | Water Mark - Irrometer | 1993-01-01 | 2007-11-17 | 123778.1 | -9.68 | 48.72
22 | WM | 13 | Water Mark - Irrometer | 1993-01-01 | 2007-11-17 | 123778.1 | -9.68 | 60.48
22 | WM | 14 | Water Mark - Irrometer | 1993-01-01 | 2007-11-17 | 123778.1 | -9.68 | 88.2
22 | WM | 15 | Water Mark - Irrometer | 1993-01-01 | 2007-11-17 | 123778.07 | -16 | 12.96
22 | WM | 16 | Water Mark - Irrometer | 1993-01-01 | 2007-11-17 | 123778.07 | -16 | 19.2
22 | WM | 17 | Water Mark - Irrometer | 1993-01-01 | 2007-11-17 | 123778.07 | -16 | 25.44
22 | WM | 18 | Water Mark - Irrometer | 1993-01-01 | 2007-11-17 | 123778.07 | -16 | 31.44
22 | WM | 19 | Water Mark - Irrometer | 1993-01-01 | 2007-11-17 | 123778.07 | -16 | 37.44
22 | WM | 20 | Water Mark - Irrometer | 1993-01-01 | 2007-11-17 | 123778.07 | -16 | 48.96
22 | WM | 21 | Water Mark - Irrometer | 1993-01-01 | 2007-11-17 | 123778.07 | -16 | 61.2
22 | WM | 22 | Water Mark - Irrometer | 1993-01-01 | 2007-11-17 | 123777.82 | -24.95 | 10.44
22 | WM | 23 | Water Mark - Irrometer | 1993-01-01 | 2007-11-17 | 123777.82 | -24.95 | 16.92
22 | WM | 24 | Water Mark - Irrometer | 1993-01-01 | 2007-11-17 | 123777.82 | -24.95 | 23.16
22 | WM | 25 | Water Mark - Irrometer | 1993-01-01 | 2007-11-17 | 123777.82 | -24.95 | 29.16
22 | WM | 26 | Water Mark - Irrometer | 1993-01-01 | 2007-11-17 | 123777.82 | -24.95 | 35.16
22 | WM | 27 | Water Mark - Irrometer | 1993-01-01 | 2007-11-17 | 123777.82 | -24.95 | 47.16
22 | WM | 28 | Water Mark - Irrometer | 1993-01-01 | 2007-11-17 | 123777.82 | -24.95 | 58.68
22 | WM | 29 | Water Mark - Irrometer | 1993-01-01 | 2007-11-17 | 123678.03 | -9.61 | 14.04
22 | WM | 30 | Water Mark - Irrometer | 1993-01-01 | 2007-11-17 | 123678.03 | -9.61 | 19.8
22 | WM | 31 | Water Mark - Irrometer | 1993-01-01 | 2007-11-17 | 123678.03 | -9.61 | 25.56
22 | WM | 32 | Water Mark - Irrometer | 1993-01-01 | 2007-11-17 | 123678.03 | -9.61 | 31.08
22 | WM | 33 | Water Mark - Irrometer | 1993-01-01 | 2007-11-17 | 123678.03 | -9.61 | 37.56
22 | WM | 34 | Water Mark - Irrometer | 1993-01-01 | 2007-11-17 | 123678.03 | -9.61 | 49.08
22 | WM | 35 | Water Mark - Irrometer | 1993-01-01 | 2007-11-17 | 123678.03 | -9.61 | 61.08
22 | WM | 36 | Water Mark - Irrometer | 1993-01-01 | 2007-11-17 | 123577.97 | -9.66 | 13.68
22 | WM | 37 | Water Mark - Irrometer | 1993-01-01 | 2007-11-17 | 123578.79 | -10.24 | 19.44
22 | WM | 38 | Water Mark - Irrometer | 1993-01-01 | 2007-11-17 | 123578.79 | -10.24 | 25.44
22 | WM | 39 | Water Mark - Irrometer | 1993-01-01 | 2007-11-17 | 123578.79 | -10.24 | 31.2
22 | WM | 40 | Water Mark - Irrometer | 1993-01-01 | 2007-11-17 | 123578.79 | -10.24 | 37.44
22 | WM | 41 | Water Mark - Irrometer | 1993-01-01 | 2007-11-17 | 123578.79 | -10.24 | 48.48
22 | WM | 42 | Water Mark - Irrometer | 1993-01-01 | 2007-11-17 | 123578.79 | -10.24 | 60.48
22 | WM | 43 | Water Mark - Irrometer | 1993-01-01 | 2007-11-17 | 123877.91 | -9.58 | 14.16
22 | WM | 44 | Water Mark - Irrometer | 1993-01-01 | 2007-11-17 | 123877.91 | -9.58 | 19.68
22 | WM | 45 | Water Mark - Irrometer | 1993-01-01 | 2007-11-17 | 123877.91 | -9.58 | 25.68
22 | WM | 46 | Water Mark - Irrometer | 1993-01-01 | 2007-11-17 | 123877.91 | -9.58 | 30.96
22 | WM | 47 | Water Mark - Irrometer | 1993-01-01 | 2007-11-17 | 123877.91 | -9.58 | 37.92
22 | WM | 48 | Water Mark - Irrometer | 1993-01-01 | 2007-11-17 | 123877.91 | -9.58 | 49.68
22 | WM | 49 | Water Mark - Irrometer | 1993-01-01 | 2007-11-17 | 123877.91 | -9.58 | 61.68
22 | XD | 1 | Thermister on a Static Soil Pressure Gauge | 1993-01-01 | 2007-11-17 | 123771.9 | -3.61 | 12.72
22 | XD | 2 | Thermister on a Static Soil Pressure Gauge | 1993-01-01 | 2007-11-17 | 123771.9 | -3.61 | 18.72
22 | XD | 3 | Thermister on a Static Soil Pressure Gauge | 1993-01-01 | 2007-11-17 | 123771.9 | -3.61 | 24.48
22 | XD | 4 | Thermister on a Static Soil Pressure Gauge | 1993-01-01 | 2007-11-17 | 123771.9 | -3.61 | 30.48
22 | XD | 5 | Thermister on a Static Soil Pressure Gauge | 1993-01-01 | 2007-11-17 | 123771.9 | -3.61 | 36.48
22 | XL | 1 | Thermister placed on a Static Lateral Pressure Gauge | 1993-01-01 | 2007-11-17 | 123770.86 | 2.39 | 48.12
22 | XL | 2 | Thermister placed on a Static Lateral Pressure Gauge | 1993-01-01 | 2007-11-17 | 123760.01 | 0.18 | 13.8
22 | XS | 1 | Positive Pore Water Pressure | 1993-01-01 | 2007-11-17 | 123767.06 | 1.58 | 48.24
22 | XS | 2 | Positive Pore Water Pressure | 1993-01-01 | 2007-11-17 | 123768.02 | 1.46 | 36.36
22 | XS | 3 | Positive Pore Water Pressure | 1993-01-01 | 2007-11-17 | 123770.94 | 1.47 | 24.24
22 | XS | 4 | Positive Pore Water Pressure | 1993-01-01 | 2007-11-17 | 123767.06 | 1.58 | 12.72
22 | XT | 1 | Thermister on a Dynamic Soil Pressure Gauge | 1993-01-01 | 2007-11-17 | 123767 | 0 | 48.6
22 | XT | 2 | Thermister on a Dynamic Soil Pressure Gauge | 1993-01-01 | 2007-11-17 | 123768.05 | 0.05 | 36.6
22 | XT | 3 | Thermister on a Dynamic Soil Pressure Gauge | 1993-01-01 | 2007-11-17 | 123770.94 | -0.07 | 24.72
22 | XT | 4 | Thermister on a Dynamic Soil Pressure Gauge | 1993-01-01 | 2007-11-17 | 123767.01 | 0.05 | 12.72
23 | DW | 1 | Dynamic Pore Water Pressure Gauge | 1993-01-01 | 2007-11-17 | 124151.71 | -9.86 | 15.12
23 | DW | 2 | Dynamic Pore Water Pressure Gauge | 1993-01-01 | 2007-11-17 | 124151.71 | -9.86 | 18.12
23 | DW | 3 | Dynamic Pore Water Pressure Gauge | 1993-01-01 | 2007-11-17 | 124151.71 | -9.86 | 24.12
23 | DW | 4 | Dynamic Pore Water Pressure Gauge | 1993-01-01 | 2007-11-17 | 124151.71 | -9.86 | 30.12
23 | DW | 5 | Dynamic Pore Water Pressure Gauge | 1993-01-01 | 2007-11-17 | 124151.71 | -9.86 | 36.12
23 | EC | 101 | Decagon Moisture - 5TE | 2008-11-15 |  | 124139.76 | -5.77 | 7
23 | EC | 102 | Decagon Moisture - 5TE | 2008-11-15 |  | 124139.76 | -5.77 | 15
23 | EC | 103 | Decagon Moisture - 5TE | 2008-11-15 |  | 124139.76 | -5.77 | 20
23 | EC | 104 | Decagon Moisture - 5TE | 2008-11-15 |  | 124139.76 | -5.77 | 24
23 | EC | 105 | Decagon Moisture - 5TE | 2008-11-15 |  | 124139.76 | -5.77 | 36
23 | EC | 106 | Decagon Moisture - 5TE | 2008-11-15 |  | 124139.76 | -5.77 | 48
23 | EC | 107 | Decagon Moisture - 5TE | 2008-11-15 |  | 124139.76 | -5.77 | 60
23 | EC | 108 | Decagon Moisture - 5TE | 2008-11-15 |  | 124139.76 | -5.77 | 72
23 | ET | 101 | Decagon Moisture - 5TE (temperature) | 2008-11-15 |  | 124139.8 | -5.77 | 7
23 | ET | 102 | Decagon Moisture - 5TE (temperature) | 2008-11-15 |  | 124139.8 | -5.77 | 15
23 | ET | 103 | Decagon Moisture - 5TE (temperature) | 2008-11-15 |  | 124139.8 | -5.77 | 20
23 | ET | 104 | Decagon Moisture - 5TE (temperature) | 2008-11-15 |  | 124139.8 | -5.77 | 24
23 | ET | 105 | Decagon Moisture - 5TE (temperature) | 2008-11-15 |  | 124139.8 | -5.77 | 36
23 | ET | 106 | Decagon Moisture - 5TE (temperature) | 2008-11-15 |  | 124139.8 | -5.77 | 48
23 | ET | 107 | Decagon Moisture - 5TE (temperature) | 2008-11-15 |  | 124139.8 | -5.77 | 60
23 | ET | 108 | Decagon Moisture - 5TE (temperature) | 2008-11-15 |  | 124139.8 | -5.77 | 72
23 | EW | 101 | Decagon Moisture - 5TE (volumetric moisture content) | 2008-11-15 |  | 124139.8 | -5.77 | 7
23 | EW | 102 | Decagon Moisture - 5TE (volumetric moisture content) | 2008-11-15 |  | 124139.8 | -5.77 | 15
23 | EW | 103 | Decagon Moisture - 5TE (volumetric moisture content) | 2008-11-15 |  | 124139.8 | -5.77 | 20
23 | EW | 104 | Decagon Moisture - 5TE (volumetric moisture content) | 2008-11-15 |  | 124139.8 | -5.77 | 24
23 | EW | 105 | Decagon Moisture - 5TE (volumetric moisture content) | 2008-11-15 |  | 124139.8 | -5.77 | 36
23 | EW | 106 | Decagon Moisture - 5TE (volumetric moisture content) | 2008-11-15 |  | 124139.8 | -5.77 | 48
23 | EW | 107 | Decagon Moisture - 5TE (volumetric moisture content) | 2008-11-15 |  | 124139.8 | -5.77 | 60
23 | EW | 108 | Decagon Moisture - 5TE (volumetric moisture content) | 2008-11-15 |  | 124139.8 | -5.77 | 72
23 | LE | 101 | Dynamic Strain Gauge - Dynatest | 2008-11-15 |  | 124157.02 | -9.51 | 4.8 | Longitudinal
23 | LE | 102 | Dynamic Strain Gauge - Dynatest | 2008-11-15 |  | 124159.06 | -9.44 | 4.8 | Longitudinal
23 | NP | 1 | Neutron Probe | 1993-01-01 | 2007-11-17 | 124158 | -6 | 0
23 | OS | 1 | MnROAD Open Stand Pipe | 1993-01-01 | 2007-11-17 | 124163 | -25 | 180
23 | PG | 101 | Dynamic Normal Pressure Gauge - Geokon 3500 | 2008-11-15 |  | 124142.9 | -9.49 | 19.44
23 | PG | 102 | Dynamic Normal Pressure Gauge - Geokon 3500 | 2008-11-15 |  | 124163.18 | -9.54 | 19.56
23 | PK | 1 | Dynamic Pressure Gauge | 1993-01-01 | 2007-11-17 | 124152.21 | -9.75 | 18
23 | PL | 1 | Static Pressure Gauge | 1993-01-01 | 2007-11-17 | 124151.11 | 2.02 | 47.64
23 | PT | 1 | Static Normal Pressure - Geokon 4800 | 1993-01-01 | 2007-11-17 | 124147.01 | -0.04 | 47.64
23 | PT | 2 | Static Normal Pressure - Geokon 4800 | 1993-01-01 | 2007-11-17 | 124147.93 | -0.02 | 35.28
23 | PT | 3 | Static Normal Pressure - Geokon 4800 | 1993-01-01 | 2007-11-17 | 124151.03 | 0.01 | 23.52
23 | PT | 4 | Static Normal Pressure - Geokon 4800 | 1993-01-01 | 2007-11-17 | 124147.07 | 0.01 | 17.76
23 | RP | 1 | Resistivity Probe | 1993-01-01 | 2007-11-17 | 124156 | -9.75 | 12
23 | SW | 1 | Positive Pore Water Pressure | 1993-01-01 | 2007-11-17 | 124146.98 | 1.47 | 47.52
23 | SW | 2 | Positive Pore Water Pressure | 1993-01-01 | 2007-11-17 | 124148 | 1.51 | 35.04
23 | SW | 3 | Positive Pore Water Pressure | 1993-01-01 | 2007-11-17 | 124151.03 | 1.53 | 22.92
23 | SW | 4 | Positive Pore Water Pressure | 1993-01-01 | 2007-11-17 | 124146.98 | 1.54 | 17.28
23 | TB | 1 | Tipping Bucket | 1993-01-01 | 2007-11-17 | 124030 | -34.83 | 0
23 | TB | 2 | Tipping Bucket | 1993-01-01 | 2007-11-17 | 124030 | 29.92 | 0
23 | TC | 1 | MnROAD Thermal Couple Tree - Omega | 1993-01-01 | 2007-11-17 | 124156 | -9.75 | 0.96
23 | TC | 2 | MnROAD Thermal Couple Tree - Omega | 1993-01-01 | 2007-11-17 | 124156 | -9.75 | 2.16
23 | TC | 3 | MnROAD Thermal Couple Tree - Omega | 1993-01-01 | 2007-11-17 | 124156 | -9.75 | 7.2
23 | TC | 4 | MnROAD Thermal Couple Tree - Omega | 1993-01-01 | 2007-11-17 | 124156 | -9.75 | 9.12
23 | TC | 5 | MnROAD Thermal Couple Tree - Omega | 1993-01-01 | 2007-11-17 | 124156 | -9.75 | 11.64
23 | TC | 6 | MnROAD Thermal Couple Tree - Omega | 1993-01-01 | 2007-11-17 | 124156 | -9.75 | 17.64
23 | TC | 7 | MnROAD Thermal Couple Tree - Omega | 1993-01-01 | 2007-11-17 | 124156 | -9.75 | 23.64
23 | TC | 8 | MnROAD Thermal Couple Tree - Omega | 1993-01-01 | 2007-11-17 | 124156 | -9.75 | 35.64
23 | TC | 9 | MnROAD Thermal Couple Tree - Omega | 1993-01-01 | 2007-11-17 | 124156 | -9.75 | 47.64
23 | TC | 10 | MnROAD Thermal Couple Tree - Omega | 1993-01-01 | 2007-11-17 | 124156 | -9.75 | 59.64
23 | TC | 11 | MnROAD Thermal Couple Tree - Omega | 1993-01-01 | 2007-11-17 | 124156 | -9.75 | 95.64
23 | TC | 12 | MnROAD Thermal Couple Tree - Omega | 1993-01-01 | 2007-11-17 | 124139.8 | -6 | 24
23 | TC | 13 | MnROAD Thermal Couple Tree - Omega | 1993-01-01 | 2007-11-17 | 124139.8 | -6 | 36
23 | TC | 14 | MnROAD Thermal Couple Tree - Omega | 1993-01-01 | 2007-11-17 | 124139.8 | -6 | 48
23 | TC | 15 | MnROAD Thermal Couple Tree - Omega | 1993-01-01 | 2007-11-17 | 124139.8 | -6 | 60
23 | TC | 16 | MnROAD Thermal Couple Tree - Omega | 1993-01-01 | 2007-11-17 | 124139.8 | -6 | 72
23 | TC | 101 | MnROAD Thermal Couple Tree - Omega | 2008-11-15 |  | 124139.76 | -5.77 | 0.5
23 | TC | 102 | MnROAD Thermal Couple Tree - Omega | 2008-11-15 |  | 124139.76 | -5.77 | 1.5
23 | TC | 103 | MnROAD Thermal Couple Tree - Omega | 2008-11-15 |  | 124139.76 | -5.77 | 2.5
23 | TC | 104 | MnROAD Thermal Couple Tree - Omega | 2008-11-15 |  | 124139.76 | -5.77 | 3.5
23 | TC | 105 | MnROAD Thermal Couple Tree - Omega | 2008-11-15 |  | 124139.76 | -5.77 | 7
23 | TC | 106 | MnROAD Thermal Couple Tree - Omega | 2008-11-15 |  | 124139.76 | -5.77 | 9
23 | TC | 107 | MnROAD Thermal Couple Tree - Omega | 2008-11-15 |  | 124139.76 | -5.77 | 11
23 | TC | 108 | MnROAD Thermal Couple Tree - Omega | 2008-11-15 |  | 124139.76 | -5.77 | 13
23 | TC | 109 | MnROAD Thermal Couple Tree - Omega | 2008-11-15 |  | 124139.76 | -5.77 | 15
23 | TC | 110 | MnROAD Thermal Couple Tree - Omega | 2008-11-15 |  | 124139.76 | -5.77 | 20
23 | TC | 111 | MnROAD Thermal Couple Tree - Omega | 2008-11-15 |  | 124139.76 | -5.77 | 24
23 | TC | 112 | MnROAD Thermal Couple Tree - Omega | 2008-11-15 |  | 124139.76 | -5.77 | 29
23 | TC | 113 | MnROAD Thermal Couple Tree - Omega | 2008-11-15 |  | 124139.76 | -5.77 | 36
23 | TC | 114 | MnROAD Thermal Couple Tree - Omega | 2008-11-15 |  | 124139.76 | -5.77 | 48
23 | TC | 115 | MnROAD Thermal Couple Tree - Omega | 2008-11-15 |  | 124139.76 | -5.77 | 60
23 | TC | 116 | MnROAD Thermal Couple Tree - Omega | 2008-11-15 |  | 124139.76 | -5.77 | 72
23 | TD | 1 | Time Domain Reflectometer | 1993-01-01 | 2007-11-17 | 124158 | -9.75 | 13.8
23 | TD | 2 | Time Domain Reflectometer | 1993-01-01 | 2007-11-17 | 124158 | -9.75 | 17.76
23 | TD | 3 | Time Domain Reflectometer | 1993-01-01 | 2007-11-17 | 124158 | -9.75 | 23.52
23 | TD | 4 | Time Domain Reflectometer | 1993-01-01 | 2007-11-17 | 124158 | -9.75 | 36.72
23 | TD | 5 | Time Domain Reflectometer | 1993-01-01 | 2007-11-17 | 124158 | -9.75 | 48.24
23 | TD | 6 | Time Domain Reflectometer | 1993-01-01 | 2007-11-17 | 124158 | -9.75 | 60.72
23 | TD | 7 | Time Domain Reflectometer | 1993-01-01 | 2007-11-17 | 124158 | -9.75 | 95.28
23 | TE | 1 | Bituminous Transverse Embedment Strain Gauge | 1993-01-01 | 2007-11-17 | 124152 | -8.75 | 8.76
23 | TE | 2 | Bituminous Transverse Embedment Strain Gauge | 1993-01-01 | 2007-11-17 | 124152 | -9.75 | 8.64
23 | TE | 3 | Bituminous Transverse Embedment Strain Gauge | 1993-01-01 | 2007-11-17 | 124152 | -10.75 | 8.4
23 | TE | 101 | Bituminous Transverse Embedment Strain Gauge | 2008-11-15 |  | 124137 | -9.5 | 4.8 | Transverse
23 | TE | 102 | Bituminous Transverse Embedment Strain Gauge | 2008-11-15 |  | 124138.99 | -9.58 | 4.8 | Transverse
23 | WM | 1 | Water Mark - Irrometer | 1993-01-01 | 2007-11-17 | 124158 | -9.75 | 13.8
23 | WM | 2 | Water Mark - Irrometer | 1993-01-01 | 2007-11-17 | 124158 | -9.75 | 17.76
23 | WM | 3 | Water Mark - Irrometer | 1993-01-01 | 2007-11-17 | 124158 | -9.75 | 23.52
23 | WM | 4 | Water Mark - Irrometer | 1993-01-01 | 2007-11-17 | 124158 | -9.75 | 36.72
23 | WM | 5 | Water Mark - Irrometer | 1993-01-01 | 2007-11-17 | 124158 | -9.75 | 48.24
23 | WM | 6 | Water Mark - Irrometer | 1993-01-01 | 2007-11-17 | 124158 | -9.75 | 60.72
23 | WM | 7 | Water Mark - Irrometer | 1993-01-01 | 2007-11-17 | 124158 | -9.75 | 95.28
23 | XD | 1 | Thermister on a Static Soil Pressure Gauge | 1993-01-01 | 2007-11-17 | 124151.71 | -9.86 | 15.12
23 | XD | 2 | Thermister on a Static Soil Pressure Gauge | 1993-01-01 | 2007-11-17 | 124151.71 | -9.86 | 18.12
23 | XD | 3 | Thermister on a Static Soil Pressure Gauge | 1993-01-01 | 2007-11-17 | 124151.71 | -9.86 | 24.12
23 | XD | 4 | Thermister on a Static Soil Pressure Gauge | 1993-01-01 | 2007-11-17 | 124151.71 | -9.86 | 30.12
23 | XD | 5 | Thermister on a Static Soil Pressure Gauge | 1993-01-01 | 2007-11-17 | 124151.71 | -9.86 | 36.12
23 | XL | 1 | Thermister placed on a Static Lateral Pressure Gauge | 1993-01-01 | 2007-11-17 | 124151.11 | 2.02 | 47.64
23 | XS | 1 | Positive Pore Water Pressure | 1993-01-01 | 2007-11-17 | 124146.98 | 1.47 | 47.52
23 | XS | 2 | Positive Pore Water Pressure | 1993-01-01 | 2007-11-17 | 124148 | 1.51 | 35.04
23 | XS | 3 | Positive Pore Water Pressure | 1993-01-01 | 2007-11-17 | 124151.03 | 1.53 | 22.92
23 | XS | 4 | Positive Pore Water Pressure | 1993-01-01 | 2007-11-17 | 124146.98 | 1.54 | 17.28
23 | XT | 1 | Thermister on a Dynamic Soil Pressure Gauge | 1993-01-01 | 2007-11-17 | 124147.01 | -0.04 | 47.64
23 | XT | 2 | Thermister on a Dynamic Soil Pressure Gauge | 1993-01-01 | 2007-11-17 | 124147.93 | -0.02 | 35.28
23 | XT | 3 | Thermister on a Dynamic Soil Pressure Gauge | 1993-01-01 | 2007-11-17 | 124151.03 | 0.01 | 23.52
23 | XT | 4 | Thermister on a Dynamic Soil Pressure Gauge | 1993-01-01 | 2007-11-17 | 124147.07 | 0.01 | 17.76
24 | NP | 1 | Neutron Probe | 1993-01-01 | 2007-11-17 | 16192 | -6 | 0
24 | OS | 1 | MnROAD Open Stand Pipe | 1993-01-01 | 2007-11-17 | 16171 | -22.32 | 180
24 | OS | 101 | MnROAD Open Stand Pipe | 2008-11-15 |  | 15990 | 32.5 | 360
24 | OS | 102 | MnROAD Open Stand Pipe | 2008-11-15 |  | 15990 | -24 | 360
24 | OS | 103 | MnROAD Open Stand Pipe | 2008-11-15 |  | 16076.5 | -24.5 | 360
24 | OS | 104 | MnROAD Open Stand Pipe | 2008-11-15 |  | 16092 | 29.5 | 360
24 | OS | 105 | MnROAD Open Stand Pipe | 2008-11-15 |  | 16224 | -25 | 360
24 | OS | 106 | MnROAD Open Stand Pipe | 2008-11-15 |  | 16308 | 30 | 360
24 | RP | 1 | Resistivity Probe | 1993-01-01 | 2007-11-17 | 16190.47 | -9.37 | 11.52
24 | TC | 1 | MnROAD Thermal Couple Tree - Omega | 1993-01-01 | 2007-11-17 | 16189.67 | -9.46 | 1.08
24 | TC | 2 | MnROAD Thermal Couple Tree - Omega | 1993-01-01 | 2007-11-17 | 16189.67 | -9.46 | 3.12
24 | TC | 3 | MnROAD Thermal Couple Tree - Omega | 1993-01-01 | 2007-11-17 | 16189.67 | -9.46 | 5.88
24 | TC | 4 | MnROAD Thermal Couple Tree - Omega | 1993-01-01 | 2007-11-17 | 16189.67 | -9.46 | 13.44
24 | TC | 5 | MnROAD Thermal Couple Tree - Omega | 1993-01-01 | 2007-11-17 | 16189.67 | -9.46 | 19.44
24 | TC | 6 | MnROAD Thermal Couple Tree - Omega | 1993-01-01 | 2007-11-17 | 16189.67 | -9.46 | 25.44
24 | TC | 7 | MnROAD Thermal Couple Tree - Omega | 1993-01-01 | 2007-11-17 | 16189.67 | -9.46 | 37.44
24 | TC | 8 | MnROAD Thermal Couple Tree - Omega | 1993-01-01 | 2007-11-17 | 16189.67 | -9.46 | 49.44
24 | TC | 9 | MnROAD Thermal Couple Tree - Omega | 1993-01-01 | 2007-11-17 | 16189.67 | -9.46 | 61.44
24 | TC | 10 | MnROAD Thermal Couple Tree - Omega | 1993-01-01 | 2007-11-17 | 16189.67 | -9.46 | 97.44
24 | TC | 101 | MnROAD Thermal Couple Tree - Omega | 2008-09-01 |  | 15933 | -6 | 0.5 | Vertical
24 | TC | 102 | MnROAD Thermal Couple Tree - Omega | 2008-09-01 |  | 15933 | -6 | 1.5 | Vertical
24 | TC | 103 | MnROAD Thermal Couple Tree - Omega | 2008-09-01 |  | 15933 | -6 | 2.5 | Vertical
24 | TC | 104 | MnROAD Thermal Couple Tree - Omega | 2008-09-01 |  | 15933 | -6 | 3.5 | Vertical
24 | TC | 105 | MnROAD Thermal Couple Tree - Omega | 2008-09-01 |  | 15933 | -6 | 5 | Vertical
24 | TC | 106 | MnROAD Thermal Couple Tree - Omega | 2008-09-01 |  | 15933 | -6 | 7 | Vertical
24 | TC | 107 | MnROAD Thermal Couple Tree - Omega | 2008-09-01 |  | 15933 | -6 | 9 | Vertical
24 | TC | 108 | MnROAD Thermal Couple Tree - Omega | 2008-09-01 |  | 15933 | -6 | 11 | Vertical
24 | TC | 109 | MnROAD Thermal Couple Tree - Omega | 2008-09-01 |  | 15933 | -6 | 15 | Vertical
24 | TC | 110 | MnROAD Thermal Couple Tree - Omega | 2008-09-01 |  | 15933 | -6 | 19 | Vertical
24 | TC | 111 | MnROAD Thermal Couple Tree - Omega | 2008-09-01 |  | 15933 | -6 | 24 | Vertical
24 | TC | 112 | MnROAD Thermal Couple Tree - Omega | 2008-09-01 |  | 15933 | -6 | 30 | Vertical
24 | TC | 113 | MnROAD Thermal Couple Tree - Omega | 2008-09-01 |  | 15933 | -6 | 36 | Vertical
24 | TC | 114 | MnROAD Thermal Couple Tree - Omega | 2008-09-01 |  | 15933 | -6 | 48 | Vertical
24 | TC | 115 | MnROAD Thermal Couple Tree - Omega | 2008-09-01 |  | 15933 | -6 | 60 | Vertical
24 | TC | 116 | MnROAD Thermal Couple Tree - Omega | 2008-09-01 |  | 15933 | -6 | 72 | Vertical
24 | TD | 3 | Time Domain Reflectometer | 1993-01-01 | 2007-11-17 | 16191.63 | -9.12 | 24.72
24 | TD | 4 | Time Domain Reflectometer | 1993-01-01 | 2007-11-17 | 16191.63 | -9.12 | 36.72
24 | TD | 5 | Time Domain Reflectometer | 1993-01-01 | 2007-11-17 | 16191.63 | -9.12 | 48.72
24 | TD | 6 | Time Domain Reflectometer | 1993-01-01 | 2007-11-17 | 16191.63 | -9.12 | 56.76
24 | TD | 7 | Time Domain Reflectometer | 1993-01-01 | 2007-11-17 | 16191.63 | -9.12 | 91.8
24 | TE | 1 | Bituminous Transverse Embedment Strain Gauge | 1993-01-01 | 2007-11-17 | 16204 | -8.46 | 3.24
24 | TE | 2 | Bituminous Transverse Embedment Strain Gauge | 1993-01-01 | 2007-11-17 | 16203.95 | -9.53 | 3
24 | TE | 3 | Bituminous Transverse Embedment Strain Gauge | 1993-01-01 | 2007-11-17 | 16203.95 | -10.55 | 3.72
24 | TE | 4 | Bituminous Transverse Embedment Strain Gauge | 1993-01-01 | 2007-11-17 | 16203.95 | 8.4 | 2.88
24 | TE | 5 | Bituminous Transverse Embedment Strain Gauge | 1993-01-01 | 2007-11-17 | 16203.99 | 9.5 | 3
24 | TE | 6 | Bituminous Transverse Embedment Strain Gauge | 1993-01-01 | 2007-11-17 | 16203.96 | 10.47 | 3
24 | WM | 1 | Water Mark - Irrometer | 1993-01-01 | 2007-11-17 | 16191.63 | -9.12 | 12.72
24 | WM | 2 | Water Mark - Irrometer | 1993-01-01 | 2007-11-17 | 16191.63 | -9.12 | 18.48
24 | WM | 3 | Water Mark - Irrometer | 1993-01-01 | 2007-11-17 | 16191.63 | -9.12 | 24.72
24 | WM | 4 | Water Mark - Irrometer | 1993-01-01 | 2007-11-17 | 16191.63 | -9.12 | 36.72
24 | WM | 5 | Water Mark - Irrometer | 1993-01-01 | 2007-11-17 | 16191.63 | -9.12 | 48.72
24 | WM | 6 | Water Mark - Irrometer | 1993-01-01 | 2007-11-17 | 16191.63 | -9.12 | 56.76
24 | WM | 7 | Water Mark - Irrometer | 1993-01-01 | 2007-11-17 | 16191.63 | -9.12 | 91.8
25 | DT | 1 | Linear Variable Differential Transducer | 1993-01-01 | 2007-11-17 | 16543 | -10.44 | 3
25 | DT | 2 | Linear Variable Differential Transducer | 1993-01-01 | 2007-11-17 | 16544.96 | -9.5 | 3
25 | DT | 3 | Linear Variable Differential Transducer | 1993-01-01 | 2007-11-17 | 16547.01 | -8.5 | 3
25 | DT | 4 | Linear Variable Differential Transducer | 1993-01-01 | 2007-11-17 | 16542.87 | 10.51 | 3
25 | DT | 5 | Linear Variable Differential Transducer | 1993-01-01 | 2007-11-17 | 16544.99 | 9.5 | 3
25 | DT | 6 | Linear Variable Differential Transducer | 1993-01-01 | 2007-11-17 | 16547.04 | 8.52 | 3
25 | NP | 1 | Neutron Probe | 1993-01-01 | 2007-11-17 | 16536.97 | -5.97 | 0
25 | NP | 2 | Neutron Probe | 1993-01-01 | 2007-11-17 | 16537 | -14 | 0
25 | OS | 1 | MnROAD Open Stand Pipe | 1993-08-17 | 2007-11-17 | 16550.5 | -22.48 | 180
25 | PK | 1 | Dynamic Pressure Gauge | 1993-07-22 | 2007-11-17 | 16534.97 | -8.44 | 6.12
25 | PK | 2 | Dynamic Pressure Gauge | 1993-07-22 | 2007-11-17 | 16535 | -9.46 | 6.36
25 | PK | 3 | Dynamic Pressure Gauge | 1993-07-22 | 2007-11-17 | 16534.96 | -10.51 | 7.08
25 | PK | 4 | Dynamic Pressure Gauge | 1993-07-22 | 2007-11-17 | 16535 | 8.49 | 6.84
25 | PK | 5 | Dynamic Pressure Gauge | 1993-07-22 | 2007-11-17 | 16535.03 | 9.49 | 6.72
25 | PK | 6 | Dynamic Pressure Gauge | 1993-07-22 | 2007-11-17 | 16535.01 | 10.49 | 6.96
25 | RP | 1 | Resistivity Probe | 1993-01-01 | 2007-11-17 | 16539.41 | -0.15 | 12.96
25 | RP | 2 | Resistivity Probe | 1993-01-01 | 2007-11-17 | 16539.42 | -9.69 | 12.72
25 | RP | 3 | Resistivity Probe | 1993-01-01 | 2007-11-17 | 16539.07 | -16.01 | 21.36
25 | RP | 4 | Resistivity Probe | 1993-01-01 | 2007-11-17 | 16539.34 | -25.06 | 11.52
25 | TC | 1 | MnROAD Thermal Couple Tree - Omega | 1993-07-22 | 2007-11-17 | 16538.81 | -0.26 | 1.08
25 | TC | 2 | MnROAD Thermal Couple Tree - Omega | 1993-07-22 | 2007-11-17 | 16538.81 | -0.26 | 2.16
25 | TC | 3 | MnROAD Thermal Couple Tree - Omega | 1993-07-22 | 2007-11-17 | 16538.81 | -0.26 | 5.76
25 | TC | 4 | MnROAD Thermal Couple Tree - Omega | 1993-07-22 | 2007-11-17 | 16538.81 | -0.26 | 10.92
25 | TC | 5 | MnROAD Thermal Couple Tree - Omega | 1993-07-22 | 2007-11-17 | 16538.81 | -0.26 | 16.92
25 | TC | 6 | MnROAD Thermal Couple Tree - Omega | 1993-07-22 | 2007-11-17 | 16538.81 | -0.26 | 24.96
25 | TC | 7 | MnROAD Thermal Couple Tree - Omega | 1993-07-22 | 2007-11-17 | 16538.81 | -0.26 | 36.96
25 | TC | 8 | MnROAD Thermal Couple Tree - Omega | 1993-07-22 | 2007-11-17 | 16538.81 | -0.26 | 48.96
25 | TC | 9 | MnROAD Thermal Couple Tree - Omega | 1993-07-22 | 2007-11-17 | 16538.81 | -0.26 | 60.96
25 | TC | 10 | MnROAD Thermal Couple Tree - Omega | 1993-07-22 | 2007-11-17 | 16538.81 | -0.26 | 96.96
25 | TC | 11 | MnROAD Thermal Couple Tree - Omega | 1993-07-22 | 2007-11-17 | 16538.65 | -9.51 | 0.96
25 | TC | 12 | MnROAD Thermal Couple Tree - Omega | 1993-07-22 | 2007-11-17 | 16538.65 | -9.51 | 2.28
25 | TC | 13 | MnROAD Thermal Couple Tree - Omega | 1993-07-22 | 2007-11-17 | 16538.65 | -9.51 | 5.76
25 | TC | 14 | MnROAD Thermal Couple Tree - Omega | 1993-07-22 | 2007-11-17 | 16538.65 | -9.51 | 11.04
25 | TC | 15 | MnROAD Thermal Couple Tree - Omega | 1993-07-22 | 2007-11-17 | 16538.65 | -9.51 | 17.04
25 | TC | 16 | MnROAD Thermal Couple Tree - Omega | 1993-07-22 | 2007-11-17 | 16538.65 | -9.51 | 25.08
25 | TC | 17 | MnROAD Thermal Couple Tree - Omega | 1993-07-22 | 2007-11-17 | 16538.65 | -9.51 | 37.08
25 | TC | 18 | MnROAD Thermal Couple Tree - Omega | 1993-07-22 | 2007-11-17 | 16538.65 | -9.51 | 49.08
25 | TC | 19 | MnROAD Thermal Couple Tree - Omega | 1993-07-22 | 2007-11-17 | 16538.65 | -9.51 | 61.08
25 | TC | 20 | MnROAD Thermal Couple Tree - Omega | 1993-07-22 | 2007-11-17 | 16538.65 | -9.51 | 97.08
25 | TC | 21 | MnROAD Thermal Couple Tree - Omega | 1993-07-22 | 2007-11-17 | 16538.78 | -16.19 | 1.08
25 | TC | 22 | MnROAD Thermal Couple Tree - Omega | 1993-07-22 | 2007-11-17 | 16538.78 | -16.19 | 2.16
25 | TC | 23 | MnROAD Thermal Couple Tree - Omega | 1993-07-22 | 2007-11-17 | 16538.78 | -16.19 | 4.8
25 | TC | 24 | MnROAD Thermal Couple Tree - Omega | 1993-07-22 | 2007-11-17 | 16538.78 | -16.19 | 18.36
25 | TC | 25 | MnROAD Thermal Couple Tree - Omega | 1993-07-22 | 2007-11-17 | 16538.78 | -16.19 | 24.36
25 | TC | 26 | MnROAD Thermal Couple Tree - Omega | 1993-07-22 | 2007-11-17 | 16538.78 | -16.19 | 32.4
25 | TC | 27 | MnROAD Thermal Couple Tree - Omega | 1993-07-22 | 2007-11-17 | 16538.78 | -16.19 | 44.4
25 | TC | 28 | MnROAD Thermal Couple Tree - Omega | 1993-07-22 | 2007-11-17 | 16538.78 | -16.19 | 56.4
25 | TC | 29 | MnROAD Thermal Couple Tree - Omega | 1993-07-22 | 2007-11-17 | 16538.78 | -16.19 | 68.4
25 | TC | 30 | MnROAD Thermal Couple Tree - Omega | 1993-07-22 | 2007-11-17 | 16538.78 | -16.19 | 104.4
25 | TC | 31 | MnROAD Thermal Couple Tree - Omega | 1993-07-22 | 2007-11-17 | 16538.59 | -25.3 | 7.68
25 | TC | 32 | MnROAD Thermal Couple Tree - Omega | 1993-07-22 | 2007-11-17 | 16538.59 | -25.3 | 13.68
25 | TC | 33 | MnROAD Thermal Couple Tree - Omega | 1993-07-22 | 2007-11-17 | 16538.59 | -25.3 | 21.72
25 | TC | 34 | MnROAD Thermal Couple Tree - Omega | 1993-07-22 | 2007-11-17 | 16538.59 | -25.3 | 33.72
25 | TC | 35 | MnROAD Thermal Couple Tree - Omega | 1993-07-22 | 2007-11-17 | 16538.59 | -25.3 | 45.72
25 | TC | 36 | MnROAD Thermal Couple Tree - Omega | 1993-07-22 | 2007-11-17 | 16538.59 | -25.3 | 57.72
25 | TC | 37 | MnROAD Thermal Couple Tree - Omega | 1993-07-22 | 2007-11-17 | 16538.59 | -25.3 | 93.72
25 | TD | 1 | Time Domain Reflectometer | 1993-07-22 | 2007-11-17 | 16540.96 | -0.08 | 11.28
25 | TD | 2 | Time Domain Reflectometer | 1993-07-22 | 2007-11-17 | 16540.96 | -0.08 | 17.76
25 | TD | 3 | Time Domain Reflectometer | 1993-07-22 | 2007-11-17 | 16540.96 | -0.08 | 25.32
25 | TD | 4 | Time Domain Reflectometer | 1993-07-22 | 2007-11-17 | 16540.96 | -0.08 | 29.28
25 | TD | 5 | Time Domain Reflectometer | 1993-07-22 | 2007-11-17 | 16540.96 | -0.08 | 33.24
25 | TD | 6 | Time Domain Reflectometer | 1993-07-22 | 2007-11-17 | 16540.96 | -0.08 | 49.2
25 | TD | 7 | Time Domain Reflectometer | 1993-07-22 | 2007-11-17 | 16540.96 | -0.08 | 61.2
25 | TD | 8 | Time Domain Reflectometer | 1993-07-22 | 2007-11-17 | 16541.14 | -9.55 | 10.56
25 | TD | 9 | Time Domain Reflectometer | 1993-07-22 | 2007-11-17 | 16541.14 | -9.55 | 16.56
25 | TD | 10 | Time Domain Reflectometer | 1993-07-22 | 2007-11-17 | 16541.14 | -9.55 | 24.12
25 | TD | 11 | Time Domain Reflectometer | 1993-07-22 | 2007-11-17 | 16541.14 | -9.55 | 37.32
25 | TD | 12 | Time Domain Reflectometer | 1993-07-22 | 2007-11-17 | 16541.14 | -9.55 | 48.36
25 | TD | 13 | Time Domain Reflectometer | 1993-07-22 | 2007-11-17 | 16541.14 | -9.55 | 53.4
25 | TD | 14 | Time Domain Reflectometer | 1993-07-22 | 2007-11-17 | 16541.14 | -9.55 | 88.44
25 | TD | 15 | Time Domain Reflectometer | 1993-07-22 | 2007-11-17 | 16541.4 | -16.08 | 8.88
25 | TD | 16 | Time Domain Reflectometer | 1993-07-22 | 2007-11-17 | 16541.4 | -16.08 | 14.88
25 | TD | 17 | Time Domain Reflectometer | 1993-07-22 | 2007-11-17 | 16541.4 | -16.08 | 22.44
25 | TD | 18 | Time Domain Reflectometer | 1993-07-22 | 2007-11-17 | 16541.4 | -16.08 | 28.92
25 | TD | 19 | Time Domain Reflectometer | 1993-07-22 | 2007-11-17 | 16541.4 | -16.08 | 34.44
25 | TD | 20 | Time Domain Reflectometer | 1993-07-22 | 2007-11-17 | 16541.4 | -16.08 | 45
25 | TD | 21 | Time Domain Reflectometer | 1993-07-22 | 2007-11-17 | 16541.4 | -16.08 | 57
25 | TD | 22 | Time Domain Reflectometer | 1993-07-22 | 2007-11-17 | 16541.68 | -24.77 | 10.44
25 | TD | 23 | Time Domain Reflectometer | 1993-07-22 | 2007-11-17 | 16541.68 | -24.77 | 16.44
25 | TD | 24 | Time Domain Reflectometer | 1993-07-22 | 2007-11-17 | 16541.68 | -24.77 | 24.48
25 | TD | 25 | Time Domain Reflectometer | 1993-07-22 | 2007-11-17 | 16541.68 | -24.77 | 30.48
25 | TD | 26 | Time Domain Reflectometer | 1993-07-22 | 2007-11-17 | 16541.68 | -24.77 | 36.48
25 | TD | 27 | Time Domain Reflectometer | 1993-07-22 | 2007-11-17 | 16541.68 | -24.77 | 48.48
25 | TD | 28 | Time Domain Reflectometer | 1993-07-22 | 2007-11-17 | 16541.68 | -24.77 | 60.48
25 | TE | 1 | Bituminous Transverse Embedment Strain Gauge | 1993-08-11 | 2007-11-17 | 16533.02 | -8.47 | 5.04
25 | TE | 2 | Bituminous Transverse Embedment Strain Gauge | 1993-08-11 | 2007-11-17 | 16532.99 | -9.5 | 5.04
25 | TE | 3 | Bituminous Transverse Embedment Strain Gauge | 1993-08-11 | 2007-11-17 | 16533.01 | -10.54 | 5.16
25 | TE | 4 | Bituminous Transverse Embedment Strain Gauge | 1993-08-11 | 2007-11-17 | 16532.99 | 8.49 | 5.52
25 | TE | 5 | Bituminous Transverse Embedment Strain Gauge | 1993-08-11 | 2007-11-17 | 16532.99 | 9.47 | 5.52
25 | TE | 6 | Bituminous Transverse Embedment Strain Gauge | 1993-01-01 | 2007-11-17 | 16532.94 | 10.46 | 5.64
25 | WM | 1 | Water Mark - Irrometer | 1993-07-22 | 2007-11-17 | 16540.96 | -0.08 | 11.28
25 | WM | 2 | Water Mark - Irrometer | 1993-07-22 | 2007-11-17 | 16540.96 | -0.08 | 17.76
25 | WM | 3 | Water Mark - Irrometer | 1993-07-22 | 2007-11-17 | 16540.96 | -0.08 | 25.32
25 | WM | 4 | Water Mark - Irrometer | 1993-07-22 | 2007-11-17 | 16540.96 | -0.08 | 29.28
25 | WM | 5 | Water Mark - Irrometer | 1993-07-22 | 2007-11-17 | 16540.96 | -0.08 | 33.24
25 | WM | 6 | Water Mark - Irrometer | 1993-07-22 | 2007-11-17 | 16540.96 | -0.08 | 49.2
25 | WM | 7 | Water Mark - Irrometer | 1993-07-22 | 2007-11-17 | 16540.96 | -0.08 | 61.2
25 | WM | 8 | Water Mark - Irrometer | 1993-07-22 | 2007-11-17 | 16541.14 | -9.55 | 10.56
25 | WM | 9 | Water Mark - Irrometer | 1993-07-22 | 2007-11-17 | 16541.14 | -9.55 | 16.56
25 | WM | 10 | Water Mark - Irrometer | 1993-07-22 | 2007-11-17 | 16541.14 | -9.55 | 24.12
25 | WM | 11 | Water Mark - Irrometer | 1993-07-22 | 2007-11-17 | 16541.14 | -9.55 | 37.32
25 | WM | 12 | Water Mark - Irrometer | 1993-07-22 | 2007-11-17 | 16541.14 | -9.55 | 48.36
25 | WM | 13 | Water Mark - Irrometer | 1993-07-22 | 2007-11-17 | 16541.14 | -9.55 | 53.4
25 | WM | 14 | Water Mark - Irrometer | 1993-07-22 | 2007-11-17 | 16541.14 | -9.55 | 88.44
25 | WM | 15 | Water Mark - Irrometer | 1993-07-22 | 2007-11-17 | 16541.4 | -16.08 | 8.88
25 | WM | 16 | Water Mark - Irrometer | 1993-07-22 | 2007-11-17 | 16541.4 | -16.08 | 14.88
25 | WM | 17 | Water Mark - Irrometer | 1993-07-22 | 2007-11-17 | 16541.4 | -16.08 | 22.44
25 | WM | 18 | Water Mark - Irrometer | 1993-07-22 | 2007-11-17 | 16541.4 | -16.08 | 28.92
25 | WM | 19 | Water Mark - Irrometer | 1993-07-22 | 2007-11-17 | 16541.4 | -16.08 | 34.44
25 | WM | 20 | Water Mark - Irrometer | 1993-07-22 | 2007-11-17 | 16541.4 | -16.08 | 45
25 | WM | 21 | Water Mark - Irrometer | 1993-07-22 | 2007-11-17 | 16541.4 | -16.08 | 57
25 | WM | 22 | Water Mark - Irrometer | 1993-07-22 | 2007-11-17 | 16541.68 | -24.77 | 10.44
25 | WM | 23 | Water Mark - Irrometer | 1993-07-22 | 2007-11-17 | 16541.68 | -24.77 | 16.44
25 | WM | 24 | Water Mark - Irrometer | 1993-07-22 | 2007-11-17 | 16541.68 | -24.77 | 24.48
25 | WM | 25 | Water Mark - Irrometer | 1993-07-22 | 2007-11-17 | 16541.68 | -24.77 | 30.48
25 | WM | 26 | Water Mark - Irrometer | 1993-07-22 | 2007-11-17 | 16541.68 | -24.77 | 36.48
25 | WM | 27 | Water Mark - Irrometer | 1993-07-22 | 2007-11-17 | 16541.68 | -24.77 | 48.48
25 | WM | 28 | Water Mark - Irrometer | 1993-07-22 | 2007-11-17 | 16541.68 | -24.77 | 60.48
26 | BL | 1 | Biaxial Strain Gauge (90 Degree Traffic) | 1993-01-01 | 2000-09-01 | 17181.96 | -8.49 | 1.08
26 | BL | 2 | Biaxial Strain Gauge (90 Degree Traffic) | 1993-01-01 | 2000-09-01 | 17182.01 | -8.49 | 2.76
26 | BL | 3 | Biaxial Strain Gauge (90 Degree Traffic) | 1993-01-01 | 2000-09-01 | 17182 | -8.52 | 5.64
26 | BL | 4 | Biaxial Strain Gauge (90 Degree Traffic) | 1993-01-01 | 2000-09-01 | 17181.98 | -9.5 | 1.08
26 | BL | 5 | Biaxial Strain Gauge (90 Degree Traffic) | 1993-01-01 | 2000-09-01 | 17181.99 | -9.49 | 2.64
26 | BL | 6 | Biaxial Strain Gauge (90 Degree Traffic) | 1993-01-01 | 2000-09-01 | 17181.97 | -9.46 | 5.64
26 | BL | 7 | Biaxial Strain Gauge (90 Degree Traffic) | 1993-01-01 | 2000-09-01 | 17182.01 | -10.51 | 1.08
26 | BL | 8 | Biaxial Strain Gauge (90 Degree Traffic) | 1993-01-01 | 2000-09-01 | 17181.97 | -10.5 | 2.76
26 | BL | 9 | Biaxial Strain Gauge (90 Degree Traffic) | 1993-01-01 | 2000-09-01 | 17182.05 | -10.52 | 5.76
26 | BL | 10 | Biaxial Strain Gauge (90 Degree Traffic) | 1993-01-01 | 2000-09-01 | 17182 | 8.55 | 0.72
26 | BL | 11 | Biaxial Strain Gauge (90 Degree Traffic) | 1993-01-01 | 2000-09-01 | 17182.03 | 8.56 | 2.16
26 | BL | 12 | Biaxial Strain Gauge (90 Degree Traffic) | 1993-01-01 | 2000-09-01 | 17181.98 | 8.51 | 4.8
26 | BL | 13 | Biaxial Strain Gauge (90 Degree Traffic) | 1993-01-01 | 2000-09-01 | 17181.98 | 9.49 | 0.72
26 | BL | 14 | Biaxial Strain Gauge (90 Degree Traffic) | 1993-01-01 | 2000-09-01 | 17182 | 9.54 | 2.16
26 | BL | 15 | Biaxial Strain Gauge (90 Degree Traffic) | 1993-01-01 | 2000-09-01 | 17182.03 | 9.51 | 4.68
26 | BL | 16 | Biaxial Strain Gauge (90 Degree Traffic) | 1993-01-01 | 2000-09-01 | 17182.01 | 10.45 | 0.96
26 | BL | 17 | Biaxial Strain Gauge (90 Degree Traffic) | 1993-01-01 | 2000-09-01 | 17181.98 | 10.54 | 2.28
26 | BL | 18 | Biaxial Strain Gauge (90 Degree Traffic) | 1993-01-01 | 2000-09-01 | 17182.06 | 10.53 | 4.8
26 | BT | 1 | Biaxial Strain Gauge (With Traffic) | 1993-01-01 | 2000-09-01 | 17181.96 | -8.49 | 1.08
26 | BT | 2 | Biaxial Strain Gauge (With Traffic) | 1993-01-01 | 2000-09-01 | 17182.01 | -8.49 | 2.76
26 | BT | 3 | Biaxial Strain Gauge (With Traffic) | 1993-01-01 | 2000-09-01 | 17182 | -8.52 | 5.64
26 | BT | 4 | Biaxial Strain Gauge (With Traffic) | 1993-01-01 | 2000-09-01 | 17181.98 | -9.5 | 1.08
26 | BT | 5 | Biaxial Strain Gauge (With Traffic) | 1993-01-01 | 2000-09-01 | 17181.99 | -9.49 | 2.64
26 | BT | 6 | Biaxial Strain Gauge (With Traffic) | 1993-01-01 | 2000-09-01 | 17181.97 | -9.46 | 5.64
26 | BT | 7 | Biaxial Strain Gauge (With Traffic) | 1993-01-01 | 2000-09-01 | 17182.01 | -10.51 | 1.08
26 | BT | 8 | Biaxial Strain Gauge (With Traffic) | 1993-01-01 | 2000-09-01 | 17181.97 | -10.5 | 2.76
26 | BT | 9 | Biaxial Strain Gauge (With Traffic) | 1993-01-01 | 2000-09-01 | 17182.05 | -10.52 | 5.76
26 | BT | 10 | Biaxial Strain Gauge (With Traffic) | 1993-01-01 | 2000-09-01 | 17182 | 8.55 | 0.72
26 | BT | 11 | Biaxial Strain Gauge (With Traffic) | 1993-01-01 | 2000-09-01 | 17182.03 | 8.56 | 2.16
26 | BT | 12 | Biaxial Strain Gauge (With Traffic) | 1993-01-01 | 2000-09-01 | 17181.98 | 8.51 | 4.8
26 | BT | 13 | Biaxial Strain Gauge (With Traffic) | 1993-01-01 | 2000-09-01 | 17181.98 | 9.49 | 0.72
26 | BT | 14 | Biaxial Strain Gauge (With Traffic) | 1993-01-01 | 2000-09-01 | 17182 | 9.54 | 2.16
26 | BT | 15 | Biaxial Strain Gauge (With Traffic) | 1993-01-01 | 2000-09-01 | 17182.03 | 9.51 | 4.68
26 | BT | 16 | Biaxial Strain Gauge (With Traffic) | 1993-01-01 | 2000-09-01 | 17182.01 | 10.45 | 0.96
26 | BT | 17 | Biaxial Strain Gauge (With Traffic) | 1993-01-01 | 2000-09-01 | 17181.98 | 10.54 | 2.28
26 | BT | 18 | Biaxial Strain Gauge (With Traffic) | 1993-01-01 | 2000-09-01 | 17182.06 | 10.53 | 4.8
26 | DT | 1 | Linear Variable Differential Transducer | 1993-01-01 | 2000-09-01 | 17190 | -10.48 | 3
26 | DT | 2 | Linear Variable Differential Transducer | 1993-01-01 | 2000-09-01 | 17192.03 | -9.51 | 3
26 | DT | 3 | Linear Variable Differential Transducer | 1993-01-01 | 2000-09-01 | 17194.09 | -8.54 | 3
26 | DT | 4 | Linear Variable Differential Transducer | 1993-01-01 | 2000-09-01 | 17189.99 | 10.44 | 3
26 | DT | 5 | Linear Variable Differential Transducer | 1993-01-01 | 2000-09-01 | 17192.04 | 9.41 | 3
26 | DT | 6 | Linear Variable Differential Transducer | 1993-01-01 | 2000-09-01 | 17193.95 | 8.5 | 3
26 | DW | 1 | Dynamic Pore Water Pressure Gauge | 1993-01-01 | 2000-09-01 | 17184.22 | -9.62 | 12.96
26 | DW | 2 | Dynamic Pore Water Pressure Gauge | 1993-01-01 | 2000-09-01 | 17184.22 | -9.62 | 18.96
26 | DW | 3 | Dynamic Pore Water Pressure Gauge | 1993-01-01 | 2000-09-01 | 17184.22 | -9.62 | 24.96
26 | DW | 4 | Dynamic Pore Water Pressure Gauge | 1993-01-01 | 2000-09-01 | 17184.22 | -9.62 | 30.96
26 | DW | 5 | Dynamic Pore Water Pressure Gauge | 1993-01-01 | 2000-09-01 | 17184.22 | -9.62 | 36.96
26 | LE | 1 | Dynamic Strain Gauge - Dynatest | 1993-01-01 | 2000-09-01 | 17185 | -8.51 | 6.12
26 | LE | 2 | Dynamic Strain Gauge - Dynatest | 1993-01-01 | 2000-09-01 | 17185 | -9.5 | 6.12
26 | LE | 3 | Dynamic Strain Gauge - Dynatest | 1993-01-01 | 2000-09-01 | 17185.04 | -10.48 | 6.24
26 | LE | 4 | Dynamic Strain Gauge - Dynatest | 1993-01-01 | 2000-09-01 | 17184.99 | 8.51 | 5.4
26 | LE | 5 | Dynamic Strain Gauge - Dynatest | 1993-01-01 | 2000-09-01 | 17184.99 | 9.53 | 5.16
26 | LE | 6 | Dynamic Strain Gauge - Dynatest | 1993-01-01 | 2000-09-01 | 17185.02 | 10.51 | 5.16
26 | NP | 1 | Neutron Probe | 1993-01-01 | 2000-09-01 | 17199.98 | -6.04 | 0
26 | NP | 2 | Neutron Probe | 1993-01-01 | 2000-09-01 | 17203 | -14 | 0
26 | OS | 1 | MnROAD Open Stand Pipe | 1993-01-01 | 2000-09-01 | 17219.5 | -21.73 | 180
26 | PK | 1 | Dynamic Pressure Gauge | 1993-01-01 | 2000-09-01 | 17184.04 | -8.48 | 7.68
26 | PK | 2 | Dynamic Pressure Gauge | 1993-01-01 | 2000-09-01 | 17184.03 | -9.52 | 7.68
26 | PK | 3 | Dynamic Pressure Gauge | 1993-01-01 | 2000-09-01 | 17184.09 | -10.47 | 8.16
26 | PK | 4 | Dynamic Pressure Gauge | 1993-01-01 | 2000-09-01 | 17183.95 | 8.5 | 7.2
26 | PK | 5 | Dynamic Pressure Gauge | 1993-01-01 | 2000-09-01 | 17183.97 | 9.47 | 6.84
26 | PK | 6 | Dynamic Pressure Gauge | 1993-01-01 | 2000-09-01 | 17183.98 | 10.5 | 7.08
26 | PK | 7 | Dynamic Pressure Gauge | 1993-01-01 | 2000-09-01 | 17183.79 | -9.67 | 12.12
26 | PL | 1 | Static Pressure Gauge | 1993-01-01 | 2000-09-01 | 17183.23 | 2.3 | 48
26 | PT | 1 | Static Normal Pressure - Geokon 4800 | 1993-01-01 | 2000-09-01 | 17178.98 | 0.05 | 47.88
26 | PT | 2 | Static Normal Pressure - Geokon 4800 | 1993-01-01 | 2000-09-01 | 17180.06 | 0.03 | 35.88
26 | PT | 3 | Static Normal Pressure - Geokon 4800 | 1993-01-01 | 2000-09-01 | 17182.96 | -0.04 | 24
26 | PT | 4 | Static Normal Pressure - Geokon 4800 | 1993-01-01 | 2000-09-01 | 17179.06 | 0.06 | 18
26 | PT | 5 | Static Normal Pressure - Geokon 4800 | 1993-01-01 | 2000-09-01 | 17180.07 | 0.01 | 12.36
26 | RP | 1 | Resistivity Probe | 1993-01-01 | 2000-09-01 | 17197.25 | 0.09 | 11.16
26 | RP | 2 | Resistivity Probe | 1993-01-01 | 2000-09-01 | 17197.42 | -9.49 | 11.4
26 | RP | 3 | Resistivity Probe | 1993-01-01 | 2000-09-01 | 17197.29 | -15.96 | 9.6
26 | RP | 4 | Resistivity Probe | 1993-01-01 | 2000-09-01 | 17200.14 | -24.88 | 13.56
26 | SW | 1 | Positive Pore Water Pressure | 1993-01-01 | 2000-09-01 | 17179.07 | 1.98 | 47.64
26 | SW | 2 | Positive Pore Water Pressure | 1993-01-01 | 2000-09-01 | 17180.03 | 1.52 | 35.88
26 | SW | 3 | Positive Pore Water Pressure | 1993-01-01 | 2000-09-01 | 17183.01 | 1.47 | 23.88
26 | SW | 4 | Positive Pore Water Pressure | 1993-01-01 | 2000-09-01 | 17178.97 | 1.54 | 18.48
26 | SW | 5 | Positive Pore Water Pressure | 1993-01-01 | 2000-09-01 | 17180.03 | 1.9 | 12.36
26 | TC | 1 | MnROAD Thermal Couple Tree - Omega | 1993-01-01 | 2000-09-01 | 17196.64 | 0.12 | 1.08
26 | TC | 2 | MnROAD Thermal Couple Tree - Omega | 1993-01-01 | 2000-09-01 | 17196.64 | 0.12 | 3.48
26 | TC | 3 | MnROAD Thermal Couple Tree - Omega | 1993-01-01 | 2000-09-01 | 17196.64 | 0.12 | 6.6
26 | TC | 4 | MnROAD Thermal Couple Tree - Omega | 1993-01-01 | 2000-09-01 | 17196.64 | 0.12 | 11.04
26 | TC | 5 | MnROAD Thermal Couple Tree - Omega | 1993-01-01 | 2000-09-01 | 17196.64 | 0.12 | 17.04
26 | TC | 6 | MnROAD Thermal Couple Tree - Omega | 1993-01-01 | 2000-09-01 | 17196.64 | 0.12 | 23.04
26 | TC | 7 | MnROAD Thermal Couple Tree - Omega | 1993-01-01 | 2000-09-01 | 17196.64 | 0.12 | 35.04
26 | TC | 8 | MnROAD Thermal Couple Tree - Omega | 1993-01-01 | 2000-09-01 | 17196.64 | 0.12 | 47.04
26 | TC | 9 | MnROAD Thermal Couple Tree - Omega | 1993-01-01 | 2000-09-01 | 17196.64 | 0.12 | 59.04
26 | TC | 10 | MnROAD Thermal Couple Tree - Omega | 1993-01-01 | 2000-09-01 | 17196.64 | 0.12 | 95.04
26 | TC | 11 | MnROAD Thermal Couple Tree - Omega | 1993-01-01 | 2000-09-01 | 17196.81 | -9.5 | 1.08
26 | TC | 12 | MnROAD Thermal Couple Tree - Omega | 1993-01-01 | 2000-09-01 | 17196.81 | -9.5 | 3.36
26 | TC | 13 | MnROAD Thermal Couple Tree - Omega | 1993-01-01 | 2000-09-01 | 17196.81 | -9.5 | 6.24
26 | TC | 14 | MnROAD Thermal Couple Tree - Omega | 1993-01-01 | 2000-09-01 | 17196.81 | -9.5 | 11.76
26 | TC | 15 | MnROAD Thermal Couple Tree - Omega | 1993-01-01 | 2000-09-01 | 17196.81 | -9.5 | 17.76
26 | TC | 16 | MnROAD Thermal Couple Tree - Omega | 1993-01-01 | 2000-09-01 | 17196.81 | -9.5 | 23.76
26 | TC | 17 | MnROAD Thermal Couple Tree - Omega | 1993-01-01 | 2000-09-01 | 17196.81 | -9.5 | 35.76
26 | TC | 18 | MnROAD Thermal Couple Tree - Omega | 1993-01-01 | 2000-09-01 | 17196.81 | -9.5 | 47.76
26 | TC | 19 | MnROAD Thermal Couple Tree - Omega | 1993-01-01 | 2000-09-01 | 17196.81 | -9.5 | 59.76
26 | TC | 20 | MnROAD Thermal Couple Tree - Omega | 1993-01-01 | 2000-09-01 | 17196.81 | -9.5 | 95.76
26 | TC | 21 | MnROAD Thermal Couple Tree - Omega | 1993-01-01 | 2000-09-01 | 17196.65 | -15.99 | 1.08
26 | TC | 22 | MnROAD Thermal Couple Tree - Omega | 1993-01-01 | 2000-09-01 | 17196.65 | -15.99 | 2.04
26 | TC | 23 | MnROAD Thermal Couple Tree - Omega | 1993-01-01 | 2000-09-01 | 17196.65 | -15.99 | 4.08
26 | TC | 24 | MnROAD Thermal Couple Tree - Omega | 1993-01-01 | 2000-09-01 | 17196.65 | -15.99 | 10.32
26 | TC | 25 | MnROAD Thermal Couple Tree - Omega | 1993-01-01 | 2000-09-01 | 17196.65 | -15.99 | 16.32
26 | TC | 26 | MnROAD Thermal Couple Tree - Omega | 1993-01-01 | 2000-09-01 | 17196.65 | -15.99 | 22.32
26 | TC | 27 | MnROAD Thermal Couple Tree - Omega | 1993-01-01 | 2000-09-01 | 17196.65 | -15.99 | 34.32
26 | TC | 28 | MnROAD Thermal Couple Tree - Omega | 1993-01-01 | 2000-09-01 | 17196.65 | -15.99 | 46.32
26 | TC | 29 | MnROAD Thermal Couple Tree - Omega | 1993-01-01 | 2000-09-01 | 17196.65 | -15.99 | 58.32
26 | TC | 30 | MnROAD Thermal Couple Tree - Omega | 1993-01-01 | 2000-09-01 | 17196.65 | -15.99 | 94.32
26 | TC | 31 | MnROAD Thermal Couple Tree - Omega | 1993-01-01 | 2000-09-01 | 17199.47 | -24.97 | 16.8
26 | TC | 32 | MnROAD Thermal Couple Tree - Omega | 1993-01-01 | 2000-09-01 | 17199.47 | -24.97 | 22.8
26 | TC | 33 | MnROAD Thermal Couple Tree - Omega | 1993-01-01 | 2000-09-01 | 17199.47 | -24.97 | 28.8
26 | TC | 34 | MnROAD Thermal Couple Tree - Omega | 1993-01-01 | 2000-09-01 | 17199.47 | -24.97 | 40.8
26 | TC | 35 | MnROAD Thermal Couple Tree - Omega | 1993-01-01 | 2000-09-01 | 17199.47 | -24.97 | 52.8
26 | TC | 36 | MnROAD Thermal Couple Tree - Omega | 1993-01-01 | 2000-09-01 | 17199.47 | -24.97 | 64.8
26 | TC | 37 | MnROAD Thermal Couple Tree - Omega | 1993-01-01 | 2000-09-01 | 17199.47 | -24.97 | 100.8
26 | TC | 101 | MnROAD Thermal Couple Tree - Omega | 2004-05-01 | 2008-05-01 | 17081 | 6 | 0.96
26 | TC | 102 | MnROAD Thermal Couple Tree - Omega | 2004-05-01 | 2008-05-01 | 17081 | 6 | 1.56
26 | TC | 103 | MnROAD Thermal Couple Tree - Omega | 2004-05-01 | 2008-05-01 | 17081 | 6 | 2.04
26 | TC | 104 | MnROAD Thermal Couple Tree - Omega | 2004-05-01 | 2008-05-01 | 17081 | 6 | 2.52
26 | TC | 105 | MnROAD Thermal Couple Tree - Omega | 2004-05-01 | 2008-05-01 | 17081 | 6 | 3
26 | TC | 106 | MnROAD Thermal Couple Tree - Omega | 2004-05-01 | 2008-05-01 | 17081 | 6 | 3.48
26 | TC | 107 | MnROAD Thermal Couple Tree - Omega | 2004-05-01 | 2008-05-01 | 17081 | 6 | 6
26 | TC | 108 | MnROAD Thermal Couple Tree - Omega | 2004-05-01 | 2008-05-01 | 17081 | 6 | 12
26 | TC | 109 | MnROAD Thermal Couple Tree - Omega | 2004-05-01 | 2008-05-01 | 17081 | 6 | 18
26 | TC | 110 | MnROAD Thermal Couple Tree - Omega | 2004-05-01 | 2008-05-01 | 17081 | 6 | 24
26 | TD | 1 | Time Domain Reflectometer | 1993-01-01 | 2000-09-01 | 17199.76 | 0.16 | 11.28
26 | TD | 2 | Time Domain Reflectometer | 1993-01-01 | 2000-09-01 | 17199.76 | 0.16 | 17.52
26 | TD | 3 | Time Domain Reflectometer | 1993-01-01 | 2000-09-01 | 17199.76 | 0.16 | 22.32
26 | TD | 4 | Time Domain Reflectometer | 1993-01-01 | 2000-09-01 | 17199.76 | 0.16 | 28.8
26 | TD | 5 | Time Domain Reflectometer | 1993-01-01 | 2000-09-01 | 17199.76 | 0.16 | 35.28
26 | TD | 6 | Time Domain Reflectometer | 1993-01-01 | 2000-09-01 | 17199.76 | 0.16 | 47.28
26 | TD | 7 | Time Domain Reflectometer | 1993-01-01 | 2000-09-01 | 17199.76 | 0.16 | 58.8
26 | TD | 8 | Time Domain Reflectometer | 1993-01-01 | 2000-09-01 | 17200.16 | -9.5 | 12.12
26 | TD | 9 | Time Domain Reflectometer | 1993-01-01 | 2000-09-01 | 17200.16 | -9.5 | 17.64
26 | TD | 10 | Time Domain Reflectometer | 1993-01-01 | 2000-09-01 | 17200.16 | -9.5 | 23.88
26 | TD | 11 | Time Domain Reflectometer | 1993-01-01 | 2000-09-01 | 17200.16 | -9.5 | 36.12
26 | TD | 12 | Time Domain Reflectometer | 1993-01-01 | 2000-09-01 | 17200.16 | -9.5 | 48.36
26 | TD | 13 | Time Domain Reflectometer | 1993-01-01 | 2000-09-01 | 17200.16 | -9.5 | 59.88
26 | TD | 14 | Time Domain Reflectometer | 1993-01-01 | 2000-09-01 | 17200.16 | -9.5 | 93.96
26 | TD | 15 | Time Domain Reflectometer | 1993-01-01 | 2000-09-01 | 17199.92 | -15.99 | 7.92
26 | TD | 16 | Time Domain Reflectometer | 1993-01-01 | 2000-09-01 | 17199.92 | -15.99 | 13.44
26 | TD | 17 | Time Domain Reflectometer | 1993-01-01 | 2000-09-01 | 17199.92 | -15.99 | 18.72
26 | TD | 18 | Time Domain Reflectometer | 1993-01-01 | 2000-09-01 | 17199.92 | -15.99 | 25.44
26 | TD | 19 | Time Domain Reflectometer | 1993-01-01 | 2000-09-01 | 17199.92 | -15.99 | 31.44
26 | TD | 20 | Time Domain Reflectometer | 1993-01-01 | 2000-09-01 | 17199.92 | -15.99 | 43.44
26 | TD | 21 | Time Domain Reflectometer | 1993-01-01 | 2000-09-01 | 17199.92 | -15.99 | 54.48
26 | TD | 22 | Time Domain Reflectometer | 1993-01-01 | 2000-09-01 | 17202.99 | -24.96 | 16.44
26 | TD | 23 | Time Domain Reflectometer | 1993-01-01 | 2000-09-01 | 17202.99 | -24.96 | 22.44
26 | TD | 24 | Time Domain Reflectometer | 1993-01-01 | 2000-09-01 | 17202.99 | -24.96 | 28.44
26 | TD | 25 | Time Domain Reflectometer | 1993-01-01 | 2000-09-01 | 17202.99 | -24.96 | 34.92
26 | TD | 26 | Time Domain Reflectometer | 1993-01-01 | 2000-09-01 | 17202.99 | -24.96 | 41.4
26 | TD | 27 | Time Domain Reflectometer | 1993-01-01 | 2000-09-01 | 17202.99 | -24.96 | 51.96
26 | TD | 28 | Time Domain Reflectometer | 1993-01-01 | 2000-09-01 | 17202.99 | -24.96 | 65.52
26 | TE | 1 | Bituminous Transverse Embedment Strain Gauge | 1993-01-01 | 2000-09-01 | 17179.96 | -8.47 | 6.36
26 | TE | 2 | Bituminous Transverse Embedment Strain Gauge | 1993-01-01 | 2000-09-01 | 17180 | -9.53 | 6.48
26 | TE | 3 | Bituminous Transverse Embedment Strain Gauge | 1993-01-01 | 2000-09-01 | 17180.01 | -10.49 | 6.6
26 | TE | 4 | Bituminous Transverse Embedment Strain Gauge | 1993-01-01 | 2000-09-01 | 17180 | 8.55 | 5.4
26 | TE | 5 | Bituminous Transverse Embedment Strain Gauge | 1993-01-01 | 2000-09-01 | 17180.02 | 9.51 | 5.4
26 | TE | 6 | Bituminous Transverse Embedment Strain Gauge | 1993-01-01 | 2000-09-01 | 17179.98 | 10.53 | 5.16
26 | WM | 1 | Water Mark - Irrometer | 1993-01-01 | 2000-09-01 | 17199.76 | 0.16 | 11.28
26 | WM | 2 | Water Mark - Irrometer | 1993-01-01 | 2000-09-01 | 17199.76 | 0.16 | 17.52
26 | WM | 3 | Water Mark - Irrometer | 1993-01-01 | 2000-09-01 | 17199.76 | 0.16 | 22.32
26 | WM | 4 | Water Mark - Irrometer | 1993-01-01 | 2000-09-01 | 17199.76 | 0.16 | 28.8
26 | WM | 5 | Water Mark - Irrometer | 1993-01-01 | 2000-09-01 | 17199.76 | 0.16 | 35.28
26 | WM | 6 | Water Mark - Irrometer | 1993-01-01 | 2000-09-01 | 17199.76 | 0.16 | 47.28
26 | WM | 7 | Water Mark - Irrometer | 1993-01-01 | 2000-09-01 | 17199.76 | 0.16 | 58.8
26 | WM | 8 | Water Mark - Irrometer | 1993-01-01 | 2000-09-01 | 17200.16 | -9.5 | 12.12
26 | WM | 9 | Water Mark - Irrometer | 1993-01-01 | 2000-09-01 | 17200.16 | -9.5 | 17.64
26 | WM | 10 | Water Mark - Irrometer | 1993-01-01 | 2000-09-01 | 17200.16 | -9.5 | 23.88
26 | WM | 11 | Water Mark - Irrometer | 1993-01-01 | 2000-09-01 | 17200.16 | -9.5 | 36.12
26 | WM | 12 | Water Mark - Irrometer | 1993-01-01 | 2000-09-01 | 17200.16 | -9.5 | 48.36
26 | WM | 13 | Water Mark - Irrometer | 1993-01-01 | 2000-09-01 | 17200.16 | -9.5 | 59.88
26 | WM | 14 | Water Mark - Irrometer | 1993-01-01 | 2000-09-01 | 17200.16 | -9.5 | 93.96
26 | WM | 15 | Water Mark - Irrometer | 1993-01-01 | 2000-09-01 | 17199.92 | -15.99 | 7.92
26 | WM | 16 | Water Mark - Irrometer | 1993-01-01 | 2000-09-01 | 17199.92 | -15.99 | 13.44
26 | WM | 17 | Water Mark - Irrometer | 1993-01-01 | 2000-09-01 | 17199.92 | -15.99 | 18.72
26 | WM | 18 | Water Mark - Irrometer | 1993-01-01 | 2000-09-01 | 17199.92 | -15.99 | 25.44
26 | WM | 19 | Water Mark - Irrometer | 1993-01-01 | 2000-09-01 | 17199.92 | -15.99 | 31.44
26 | WM | 20 | Water Mark - Irrometer | 1993-01-01 | 2000-09-01 | 17199.92 | -15.99 | 43.44
26 | WM | 21 | Water Mark - Irrometer | 1993-01-01 | 2000-09-01 | 17199.92 | -15.99 | 54.48
26 | WM | 22 | Water Mark - Irrometer | 1993-01-01 | 2000-09-01 | 17202.99 | -24.96 | 16.44
26 | WM | 23 | Water Mark - Irrometer | 1993-01-01 | 2000-09-01 | 17202.99 | -24.96 | 22.44
26 | WM | 24 | Water Mark - Irrometer | 1993-01-01 | 2000-09-01 | 17202.99 | -24.96 | 28.44
26 | WM | 25 | Water Mark - Irrometer | 1993-01-01 | 2000-09-01 | 17202.99 | -24.96 | 34.92
26 | WM | 26 | Water Mark - Irrometer | 1993-01-01 | 2000-09-01 | 17202.99 | -24.96 | 41.4
26 | WM | 27 | Water Mark - Irrometer | 1993-01-01 | 2000-09-01 | 17202.99 | -24.96 | 51.96
26 | WM | 28 | Water Mark - Irrometer | 1993-01-01 | 2000-09-01 | 17202.99 | -24.96 | 65.52
26 | XD | 1 | Thermister on a Static Soil Pressure Gauge | 1993-01-01 | 2000-09-01 | 17184.22 | -9.62 | 12.96
26 | XD | 2 | Thermister on a Static Soil Pressure Gauge | 1993-01-01 | 2000-09-01 | 17184.22 | -9.62 | 18.96
26 | XD | 3 | Thermister on a Static Soil Pressure Gauge | 1993-01-01 | 2000-09-01 | 17184.22 | -9.62 | 24.96
26 | XD | 4 | Thermister on a Static Soil Pressure Gauge | 1993-01-01 | 2000-09-01 | 17184.22 | -9.62 | 30.96
26 | XD | 5 | Thermister on a Static Soil Pressure Gauge | 1993-01-01 | 2000-09-01 | 17184.22 | -9.62 | 36.96
26 | XL | 1 | Thermister placed on a Static Lateral Pressure Gauge | 1993-01-01 | 2000-09-01 | 17183.23 | 2.3 | 48
26 | XS | 1 | Positive Pore Water Pressure | 1993-01-01 | 2000-09-01 | 17179.07 | 1.98 | 47.64
26 | XS | 2 | Positive Pore Water Pressure | 1993-01-01 | 2000-09-01 | 17180.03 | 1.52 | 35.88
26 | XS | 3 | Positive Pore Water Pressure | 1993-01-01 | 2000-09-01 | 17183.01 | 1.47 | 23.88
26 | XS | 4 | Positive Pore Water Pressure | 1993-01-01 | 2000-09-01 | 17178.97 | 1.54 | 18.48
26 | XS | 5 | Positive Pore Water Pressure | 1993-01-01 | 2000-09-01 | 17180.03 | 1.9 | 12.36
26 | XT | 1 | Thermister on a Dynamic Soil Pressure Gauge | 1993-01-01 | 2000-09-01 | 17178.98 | 0.05 | 47.88
26 | XT | 2 | Thermister on a Dynamic Soil Pressure Gauge | 1993-01-01 | 2000-09-01 | 17180.06 | 0.03 | 35.88
26 | XT | 3 | Thermister on a Dynamic Soil Pressure Gauge | 1993-01-01 | 2000-09-01 | 17182.96 | -0.04 | 24
26 | XT | 4 | Thermister on a Dynamic Soil Pressure Gauge | 1993-01-01 | 2000-09-01 | 17179.06 | 0.06 | 18
26 | XT | 5 | Thermister on a Dynamic Soil Pressure Gauge | 1993-01-01 | 2000-09-01 | 17180.07 | 0.01 | 12.36
27 | DT | 1 | Linear Variable Differential Transducer | 1993-08-12 |  | 17693.97 | -10.54 | 3
27 | DT | 2 | Linear Variable Differential Transducer | 1993-08-12 |  | 17696.03 | -9.51 | 3
27 | DT | 3 | Linear Variable Differential Transducer | 1993-08-12 |  | 17698.05 | -8.44 | 3
27 | DT | 4 | Linear Variable Differential Transducer | 1993-08-12 |  | 17694 | 10.48 | 3
27 | DT | 5 | Linear Variable Differential Transducer | 1993-08-12 |  | 17696 | 9.5 | 3
27 | DT | 6 | Linear Variable Differential Transducer | 1993-08-12 |  | 17698.06 | 8.51 | 3
27 | DT | 7 | Linear Variable Differential Transducer | 1993-08-12 |  | 17700.05 | -10.49 | 3
27 | DT | 8 | Linear Variable Differential Transducer | 1993-08-12 |  | 17701.97 | -9.51 | 3
27 | DT | 9 | Linear Variable Differential Transducer | 1993-08-12 |  | 17704.05 | -8.52 | 3
27 | DT | 10 | Linear Variable Differential Transducer | 1993-08-12 |  | 17700.01 | 10.49 | 3
27 | DT | 11 | Linear Variable Differential Transducer | 1993-08-12 |  | 17702.03 | 9.48 | 3
27 | DT | 12 | Linear Variable Differential Transducer | 1993-08-12 |  | 17704.07 | 8.51 | 3
27 | DW | 1 | Dynamic Pore Water Pressure Gauge | 1993-07-27 |  | 17688.09 | -9.05 | 13.2
27 | DW | 2 | Dynamic Pore Water Pressure Gauge | 1993-07-27 |  | 17688.09 | -9.05 | 19.2
27 | DW | 3 | Dynamic Pore Water Pressure Gauge | 1993-07-27 |  | 17688.09 | -9.05 | 25.2
27 | DW | 4 | Dynamic Pore Water Pressure Gauge | 1993-07-27 |  | 17688.09 | -9.05 | 31.2
27 | DW | 5 | Dynamic Pore Water Pressure Gauge | 1993-07-27 |  | 17688.09 | -9.05 | 37.2
27 | EC | 201 | Decagon Moisture - 5TE | 2006-08-03 |  | 17556 | 0 | 23.76
27 | EC | 202 | Decagon Moisture - 5TE | 2006-08-03 |  | 17556 | 0 | 12.72
27 | EC | 203 | Decagon Moisture - 5TE | 2006-08-03 |  | 17639 | 3.25 | 25.32
27 | EC | 204 | Decagon Moisture - 5TE | 2006-08-03 |  | 17639 | 3.25 | 14.52
27 | EC | 205 | Decagon Moisture - 5TE | 2006-08-03 |  | 17641 | -9.75 | 25.68
27 | EC | 206 | Decagon Moisture - 5TE | 2006-08-03 |  | 17641 | -9.75 | 15.12
27 | EC | 207 | Decagon Moisture - 5TE | 2006-08-03 |  | 17741 | -3.25 | 24.48
27 | EC | 208 | Decagon Moisture - 5TE | 2006-08-03 |  | 17741 | -3.25 | 13.08
27 | EC | 209 | Decagon Moisture - 5TE | 2006-08-03 |  | 17937 | 9.75 | 24.48
27 | EC | 210 | Decagon Moisture - 5TE | 2006-08-03 |  | 17937 | 9.75 | 11.76
27 | EC | 211 | Decagon Moisture - 5TE | 2006-08-03 |  | 17938 | -3.25 | 24.6
27 | EC | 212 | Decagon Moisture - 5TE | 2006-08-03 |  | 17938 | -3.25 | 13.44
27 | ET | 201 | Decagon Moisture - 5TE (temperature) | 2006-08-03 |  | 17556 | 0 | 23.76
27 | ET | 202 | Decagon Moisture - 5TE (temperature) | 2006-08-03 |  | 17556 | 0 | 12.72
27 | ET | 203 | Decagon Moisture - 5TE (temperature) | 2006-08-03 |  | 17639 | 3.25 | 25.32
27 | ET | 204 | Decagon Moisture - 5TE (temperature) | 2006-08-03 |  | 17639 | 3.25 | 14.52
27 | ET | 205 | Decagon Moisture - 5TE (temperature) | 2006-08-03 |  | 17641 | -9.75 | 25.68
27 | ET | 206 | Decagon Moisture - 5TE (temperature) | 2006-08-03 |  | 17641 | -9.75 | 15.12
27 | ET | 207 | Decagon Moisture - 5TE (temperature) | 2006-08-03 |  | 17741 | -3.25 | 24.48
27 | ET | 208 | Decagon Moisture - 5TE (temperature) | 2006-08-03 |  | 17741 | -3.25 | 13.08
27 | ET | 209 | Decagon Moisture - 5TE (temperature) | 2006-08-03 |  | 17937 | 9.75 | 24.48
27 | ET | 210 | Decagon Moisture - 5TE (temperature) | 2006-08-03 |  | 17937 | 9.75 | 11.76
27 | ET | 211 | Decagon Moisture - 5TE (temperature) | 2006-08-03 |  | 17938 | -3.25 | 24.6
27 | ET | 212 | Decagon Moisture - 5TE (temperature) | 2006-08-03 |  | 17938 | -3.25 | 13.44
27 | EW | 201 | Decagon Moisture - 5TE (volumetric moisture content) | 2006-08-03 |  | 17556 | 0 | 23.76
27 | EW | 202 | Decagon Moisture - 5TE (volumetric moisture content) | 2006-08-03 |  | 17556 | 0 | 12.72
27 | EW | 203 | Decagon Moisture - 5TE (volumetric moisture content) | 2006-08-03 |  | 17639 | 3.25 | 25.32
27 | EW | 204 | Decagon Moisture - 5TE (volumetric moisture content) | 2006-08-03 |  | 17639 | 3.25 | 14.52
27 | EW | 205 | Decagon Moisture - 5TE (volumetric moisture content) | 2006-08-03 |  | 17641 | -9.75 | 25.68
27 | EW | 206 | Decagon Moisture - 5TE (volumetric moisture content) | 2006-08-03 |  | 17641 | -9.75 | 15.12
27 | EW | 207 | Decagon Moisture - 5TE (volumetric moisture content) | 2006-08-03 |  | 17741 | -3.25 | 24.48
27 | EW | 208 | Decagon Moisture - 5TE (volumetric moisture content) | 2006-08-03 |  | 17741 | -3.25 | 13.08
27 | EW | 209 | Decagon Moisture - 5TE (volumetric moisture content) | 2006-08-03 |  | 17937 | 9.75 | 24.48
27 | EW | 210 | Decagon Moisture - 5TE (volumetric moisture content) | 2006-08-03 |  | 17937 | 9.75 | 11.76
27 | EW | 211 | Decagon Moisture - 5TE (volumetric moisture content) | 2006-08-03 |  | 17938 | -3.25 | 24.6
27 | EW | 212 | Decagon Moisture - 5TE (volumetric moisture content) | 2006-08-03 |  | 17938 | -3.25 | 13.44
27 | HD | 201 | Heat Disapation | 2006-08-03 |  | 17556 | 0 | 13.2
27 | HD | 202 | Heat Disapation | 2006-08-03 |  | 17556 | 0 | 9.24
27 | HD | 203 | Heat Disapation | 2006-08-03 |  | 17556 | 0 | 5.88
27 | HD | 204 | Heat Disapation | 2006-08-03 |  | 17641 | -9.75 | 16.32
27 | HD | 205 | Heat Disapation | 2006-08-03 |  | 17641 | -9.75 | 12.24
27 | HD | 206 | Heat Disapation | 2006-08-03 |  | 17641 | -9.75 | 6.96
27 | HD | 207 | Heat Disapation | 2006-08-03 |  | 17741 | -3.25 | 14.52
27 | HD | 208 | Heat Disapation | 2006-08-03 |  | 17741 | -3.25 | 10.68
27 | HD | 209 | Heat Disapation | 2006-08-03 |  | 17741 | -3.25 | 6.96
27 | LE | 1 | Dynamic Strain Gauge - Dynatest | 1993-08-12 |  | 17689.05 | -8.46 | 3.24
27 | LE | 2 | Dynamic Strain Gauge - Dynatest | 1993-08-12 |  | 17689.03 | -9.48 | 2.88
27 | LE | 3 | Dynamic Strain Gauge - Dynatest | 1993-08-12 |  | 17688.96 | -10.5 | 2.4
27 | LE | 4 | Dynamic Strain Gauge - Dynatest | 1993-08-12 |  | 17688.95 | 8.51 | 3
27 | LE | 5 | Dynamic Strain Gauge - Dynatest | 1993-08-12 |  | 17688.98 | 9.52 | 3.12
27 | LE | 6 | Dynamic Strain Gauge - Dynatest | 1993-08-12 |  | 17689.01 | 10.53 | 3.24
27 | NP | 1 | Neutron Probe | 1993-08-16 |  | 17708.95 | -6.05 | 0
27 | NP | 2 | Neutron Probe | 1993-08-16 |  | 17712 | -14 | 0
27 | OS | 1 | MnROAD Open Stand Pipe | 1993-08-16 |  | 17719.18 | -22.03 | 180
27 | OS | 201 | MnROAD Open Stand Pipe | 2006-08-03 |  | 17613 | -3.25 | 0
27 | PG | 1 | Dynamic Normal Pressure Gauge - Geokon 3500 | 1993-07-27 |  | 17679.97 | -8.5 | 4.08
27 | PG | 2 | Dynamic Normal Pressure Gauge - Geokon 3500 | 1993-07-27 |  | 17680.06 | -9.51 | 4.2
27 | PG | 3 | Dynamic Normal Pressure Gauge - Geokon 3500 | 1993-07-27 |  | 17680.02 | -10.52 | 3.84
27 | PG | 4 | Dynamic Normal Pressure Gauge - Geokon 3500 | 1993-07-27 |  | 17679.97 | 8.45 | 4.08
27 | PG | 5 | Dynamic Normal Pressure Gauge - Geokon 3500 | 1993-07-27 |  | 17679.97 | 9.46 | 4.44
27 | PG | 6 | Dynamic Normal Pressure Gauge - Geokon 3500 | 1993-07-27 |  | 17679.97 | 10.58 | 4.68
27 | PK | 1 | Dynamic Pressure Gauge | 1992-08-05 |  | 17685.97 | -8.55 | 15
27 | PK | 2 | Dynamic Pressure Gauge | 1992-08-05 |  | 17685.98 | -9.44 | 14.88
27 | PK | 3 | Dynamic Pressure Gauge | 1992-08-05 |  | 17686 | -10.48 | 14.76
27 | PK | 4 | Dynamic Pressure Gauge | 1992-08-05 |  | 17686.02 | 8.53 | 15
27 | PK | 5 | Dynamic Pressure Gauge | 1992-08-05 |  | 17685.98 | 9.5 | 14.64
27 | PK | 6 | Dynamic Pressure Gauge | 1992-08-05 |  | 17685.99 | 10.5 | 15
27 | PK | 7 | Dynamic Pressure Gauge | 1992-08-05 |  | 17688.06 | -9.03 | 11.52
27 | PL | 1 | Static Pressure Gauge | 1992-08-05 |  | 17687 | 2.42 | 47.04
27 | PL | 2 | Static Pressure Gauge | 1992-08-05 |  | 17683.05 | -0.07 | 47.76
27 | PT | 1 | Static Normal Pressure - Geokon 4800 | 1993-07-27 |  | 17680.12 | 0.07 | 9.72
27 | PT | 2 | Static Normal Pressure - Geokon 4800 | 1993-07-27 |  | 17684.03 | -0.01 | 35.4
27 | PT | 3 | Static Normal Pressure - Geokon 4800 | 1993-07-27 |  | 17687.04 | 0.05 | 23.16
27 | PT | 4 | Static Normal Pressure - Geokon 4800 | 1993-07-27 |  | 17682.99 | 0.08 | 17.16
27 | PT | 5 | Static Normal Pressure - Geokon 4800 | 1993-07-27 |  | 17684.03 | 0.08 | 11.16
27 | RE | 201 | Water Content Relectometers CS616 | 2006-08-03 |  | 17556 | 0 | 23.04
27 | RE | 202 | Water Content Relectometers CS616 | 2006-08-03 |  | 17556 | 0 | 12.12
27 | RE | 203 | Water Content Relectometers CS616 | 2006-08-03 |  | 17556 | 0 | 8.28
27 | RE | 204 | Water Content Relectometers CS616 | 2006-08-03 |  | 17556 | 0 | 4.8
27 | RE | 205 | Water Content Relectometers CS616 | 2006-08-03 |  | 17639 | 3.25 | 24.48
27 | RE | 206 | Water Content Relectometers CS616 | 2006-08-03 |  | 17639 | 3.25 | 14.28
27 | RE | 207 | Water Content Relectometers CS616 | 2006-08-03 |  | 17639 | 3.25 | 10.44
27 | RE | 208 | Water Content Relectometers CS616 | 2006-08-03 |  | 17639 | 3.25 | 5.4
27 | RE | 209 | Water Content Relectometers CS616 | 2006-08-03 |  | 17641 | -9.75 | 25.08
27 | RE | 210 | Water Content Relectometers CS616 | 2006-08-03 |  | 17641 | -9.75 | 14.64
27 | RE | 211 | Water Content Relectometers CS616 | 2006-08-03 |  | 17641 | -9.75 | 10.32
27 | RE | 212 | Water Content Relectometers CS616 | 2006-08-03 |  | 17641 | -9.75 | 5.16
27 | RE | 213 | Water Content Relectometers CS616 | 2006-08-03 |  | 17741 | -3.25 | 23.76
27 | RE | 214 | Water Content Relectometers CS616 | 2006-08-03 |  | 17741 | -3.25 | 12.72
27 | RE | 215 | Water Content Relectometers CS616 | 2006-08-03 |  | 17741 | -3.25 | 9.12
27 | RE | 216 | Water Content Relectometers CS616 | 2006-08-03 |  | 17741 | -3.25 | 5.88
27 | RE | 217 | Water Content Relectometers CS616 | 2006-08-03 |  | 17937 | 9.75 | 23.76
27 | RE | 218 | Water Content Relectometers CS616 | 2006-08-03 |  | 17937 | 9.75 | 11.76
27 | RE | 219 | Water Content Relectometers CS616 | 2006-08-03 |  | 17937 | 9.75 | 9
27 | RE | 220 | Water Content Relectometers CS616 | 2006-08-03 |  | 17937 | 9.75 | 3.84
27 | RE | 221 | Water Content Relectometers CS616 | 2006-08-03 |  | 17938 | -3.25 | 23.64
27 | RE | 222 | Water Content Relectometers CS616 | 2006-08-03 |  | 17938 | -3.25 | 12.72
27 | RE | 223 | Water Content Relectometers CS616 | 2006-08-03 |  | 17938 | -3.25 | 8.52
27 | RE | 224 | Water Content Relectometers CS616 | 2006-08-03 |  | 17938 | -3.25 | 5.88
27 | RP | 1 | Resistivity Probe | 1993-07-27 |  | 17706.24 | 0.02 | 11.88
27 | RP | 2 | Resistivity Probe | 1993-07-27 |  | 17706.25 | -9.29 | 11.88
27 | RP | 3 | Resistivity Probe | 1993-07-27 |  | 17706.22 | -15.79 | 10.68
27 | RP | 4 | Resistivity Probe | 1993-07-27 |  | 17706.24 | -24.85 | 9.84
27 | SW | 1 | Positive Pore Water Pressure | 1993-07-27 |  | 17683.07 | 1.55 | 47.28
27 | SW | 2 | Positive Pore Water Pressure | 1993-07-27 |  | 17684 | 1.54 | 34.8
27 | SW | 3 | Positive Pore Water Pressure | 1993-07-27 |  | 17686.98 | 1.54 | 22.56
27 | SW | 4 | Positive Pore Water Pressure | 1993-07-27 |  | 17683.02 | 1.51 | 16.8
27 | SW | 5 | Positive Pore Water Pressure | 1993-07-27 |  | 17683.95 | 2.04 | 11.04
27 | TB | 201 | Tipping Bucket | 2006-08-03 |  | 17487 | 27 | 0
27 | TC | 1 | MnROAD Thermal Couple Tree - Omega | 1993-08-15 |  | 17705.64 | -0.08 | 0.96
27 | TC | 2 | MnROAD Thermal Couple Tree - Omega | 1993-08-15 |  | 17705.64 | -0.08 | 3.6
27 | TC | 3 | MnROAD Thermal Couple Tree - Omega | 1993-08-15 |  | 17705.64 | -0.08 | 6.72
27 | TC | 4 | MnROAD Thermal Couple Tree - Omega | 1993-08-15 |  | 17705.64 | -0.08 | 11.76
27 | TC | 5 | MnROAD Thermal Couple Tree - Omega | 1993-08-15 |  | 17705.64 | -0.08 | 17.76
27 | TC | 6 | MnROAD Thermal Couple Tree - Omega | 1993-08-15 |  | 17705.64 | -0.08 | 23.76
27 | TC | 7 | MnROAD Thermal Couple Tree - Omega | 1993-08-15 |  | 17705.64 | -0.08 | 35.76
27 | TC | 8 | MnROAD Thermal Couple Tree - Omega | 1993-08-15 |  | 17705.64 | -0.08 | 47.76
27 | TC | 9 | MnROAD Thermal Couple Tree - Omega | 1993-08-15 |  | 17705.64 | -0.08 | 59.76
27 | TC | 10 | MnROAD Thermal Couple Tree - Omega | 1993-08-15 |  | 17705.64 | -0.08 | 95.76
27 | TC | 11 | MnROAD Thermal Couple Tree - Omega | 1993-08-15 |  | 17705.67 | -9.27 | 1.08
27 | TC | 12 | MnROAD Thermal Couple Tree - Omega | 1993-08-15 |  | 17705.67 | -9.27 | 3.6
27 | TC | 13 | MnROAD Thermal Couple Tree - Omega | 1993-08-15 |  | 17705.67 | -9.27 | 6.6
27 | TC | 14 | MnROAD Thermal Couple Tree - Omega | 1993-08-15 |  | 17705.67 | -9.27 | 11.64
27 | TC | 15 | MnROAD Thermal Couple Tree - Omega | 1993-08-15 |  | 17705.67 | -9.27 | 17.64
27 | TC | 16 | MnROAD Thermal Couple Tree - Omega | 1993-08-15 |  | 17705.67 | -9.27 | 23.64
27 | TC | 17 | MnROAD Thermal Couple Tree - Omega | 1993-08-15 |  | 17705.67 | -9.27 | 35.64
27 | TC | 18 | MnROAD Thermal Couple Tree - Omega | 1993-08-15 |  | 17705.67 | -9.27 | 47.64
27 | TC | 19 | MnROAD Thermal Couple Tree - Omega | 1993-08-15 |  | 17705.67 | -9.27 | 59.64
27 | TC | 20 | MnROAD Thermal Couple Tree - Omega | 1993-08-15 |  | 17705.67 | -9.27 | 95.64
27 | TC | 21 | MnROAD Thermal Couple Tree - Omega | 1993-08-15 |  | 17705.58 | -15.84 | 1.2
27 | TC | 22 | MnROAD Thermal Couple Tree - Omega | 1993-08-15 |  | 17705.58 | -15.84 | 3.72
27 | TC | 23 | MnROAD Thermal Couple Tree - Omega | 1993-08-15 |  | 17705.58 | -15.84 | 6.96
27 | TC | 24 | MnROAD Thermal Couple Tree - Omega | 1993-08-15 |  | 17705.58 | -15.84 | 10.2
27 | TC | 25 | MnROAD Thermal Couple Tree - Omega | 1993-08-15 |  | 17705.58 | -15.84 | 16.2
27 | TC | 26 | MnROAD Thermal Couple Tree - Omega | 1993-08-15 |  | 17705.58 | -15.84 | 22.2
27 | TC | 27 | MnROAD Thermal Couple Tree - Omega | 1993-08-15 |  | 17705.58 | -15.84 | 34.2
27 | TC | 28 | MnROAD Thermal Couple Tree - Omega | 1993-08-15 |  | 17705.58 | -15.84 | 46.2
27 | TC | 29 | MnROAD Thermal Couple Tree - Omega | 1993-08-15 |  | 17705.58 | -15.84 | 58.2
27 | TC | 30 | MnROAD Thermal Couple Tree - Omega | 1993-08-15 |  | 17705.58 | -15.84 | 94.2
27 | TC | 31 | MnROAD Thermal Couple Tree - Omega | 1993-08-15 |  | 17705.58 | -24.7 | 12.84
27 | TC | 32 | MnROAD Thermal Couple Tree - Omega | 1993-08-15 |  | 17705.58 | -24.7 | 18.84
27 | TC | 33 | MnROAD Thermal Couple Tree - Omega | 1993-08-15 |  | 17705.58 | -24.7 | 24.84
27 | TC | 34 | MnROAD Thermal Couple Tree - Omega | 1993-08-15 |  | 17705.58 | -24.7 | 36.84
27 | TC | 35 | MnROAD Thermal Couple Tree - Omega | 1993-08-15 |  | 17705.58 | -24.7 | 48.84
27 | TC | 36 | MnROAD Thermal Couple Tree - Omega | 1993-08-15 |  | 17705.58 | -24.7 | 60.84
27 | TC | 37 | MnROAD Thermal Couple Tree - Omega | 1993-08-15 |  | 17705.58 | -24.7 | 96.84
27 | TC | 101 | MnROAD Thermal Couple Tree - Omega | 1999-08-01 | 2006-07-01 | 17610.12 | 0 | 0.96
27 | TC | 102 | MnROAD Thermal Couple Tree - Omega | 1999-08-01 | 2006-07-01 | 17610.12 | 0 | 3
27 | TC | 103 | MnROAD Thermal Couple Tree - Omega | 1999-08-01 | 2006-07-01 | 17610.12 | 0 | 9
27 | TC | 104 | MnROAD Thermal Couple Tree - Omega | 1999-08-01 | 2006-07-01 | 17610.12 | 0 | 15
27 | TC | 105 | MnROAD Thermal Couple Tree - Omega | 1999-08-01 | 2006-07-01 | 17607.62 | 0 | 17.04
27 | TC | 106 | MnROAD Thermal Couple Tree - Omega | 1999-08-01 | 2006-07-01 | 17607.62 | 0 | 21
27 | TC | 107 | MnROAD Thermal Couple Tree - Omega | 1999-08-01 | 2006-07-01 | 17609.67 | -9.5 | 0.96
27 | TC | 108 | MnROAD Thermal Couple Tree - Omega | 1999-08-01 | 2006-07-01 | 17609.67 | -9.5 | 3
27 | TC | 109 | MnROAD Thermal Couple Tree - Omega | 1999-08-01 | 2006-07-01 | 17609.67 | -9.5 | 9
27 | TC | 110 | MnROAD Thermal Couple Tree - Omega | 1999-08-01 | 2006-07-01 | 17608.08 | -9.5 | 15
27 | TC | 111 | MnROAD Thermal Couple Tree - Omega | 1999-08-01 | 2006-07-01 | 17608.08 | -9.5 | 17.04
27 | TC | 112 | MnROAD Thermal Couple Tree - Omega | 1999-08-01 | 2006-07-01 | 17606.04 | -9.5 | 21
27 | TC | 113 | MnROAD Thermal Couple Tree - Omega | 1999-08-01 | 2006-07-01 | 17606.04 | -9.5 | 24
27 | TC | 114 | MnROAD Thermal Couple Tree - Omega | 1999-08-01 | 2006-07-01 | 17606.04 | -9.5 | 30
27 | TC | 115 | MnROAD Thermal Couple Tree - Omega | 1999-08-01 | 2006-07-01 | 17606.04 | -9.5 | 36
27 | TC | 116 | MnROAD Thermal Couple Tree - Omega | 1999-08-01 | 2006-07-01 | 17606.04 | -9.5 | 42
27 | TC | 117 | MnROAD Thermal Couple Tree - Omega | 1999-08-01 | 2006-07-01 | 17606.04 | -9.5 | 48
27 | TC | 118 | MnROAD Thermal Couple Tree - Omega | 1999-08-01 | 2006-07-01 | 17606.04 | -9.5 | 54
27 | TC | 119 | MnROAD Thermal Couple Tree - Omega | 1999-08-01 | 2006-07-01 | 17606.04 | -9.5 | 60
27 | TC | 120 | MnROAD Thermal Couple Tree - Omega | 1999-08-01 | 2006-07-01 | 17606.04 | -9.5 | 66
27 | TC | 121 | MnROAD Thermal Couple Tree - Omega | 1999-08-01 | 2006-07-01 | 17606.04 | -9.5 | 72
27 | TC | 122 | MnROAD Thermal Couple Tree - Omega | 1999-08-01 | 2006-07-01 | 17606.04 | -9.5 | 78
27 | TC | 123 | MnROAD Thermal Couple Tree - Omega | 1999-08-01 | 2006-07-01 | 17606.04 | -9.5 | 84
27 | TC | 124 | MnROAD Thermal Couple Tree - Omega | 1999-08-01 | 2006-07-01 | 17613.1 | -16 | 3.96
27 | TC | 125 | MnROAD Thermal Couple Tree - Omega | 1999-08-01 | 2006-07-01 | 17613.1 | -16 | 9
27 | TC | 126 | MnROAD Thermal Couple Tree - Omega | 1999-08-01 | 2006-07-01 | 17613.1 | -16 | 15
27 | TC | 127 | MnROAD Thermal Couple Tree - Omega | 1999-08-01 | 2006-07-01 | 17615.15 | -16 | 17.04
27 | TC | 128 | MnROAD Thermal Couple Tree - Omega | 1999-08-01 | 2006-07-01 | 17615.15 | -16 | 21
27 | TD | 1 | Time Domain Reflectometer | 1993-07-27 |  | 17709.05 | 0.03 | 12.6
27 | TD | 2 | Time Domain Reflectometer | 1993-07-27 |  | 17709.05 | 0.03 | 18.6
27 | TD | 3 | Time Domain Reflectometer | 1993-07-27 |  | 17709.05 | 0.03 | 24.6
27 | TD | 4 | Time Domain Reflectometer | 1993-07-27 |  | 17709.05 | 0.03 | 31.08
27 | TD | 5 | Time Domain Reflectometer | 1993-07-27 |  | 17709.05 | 0.03 | 37.08
27 | TD | 6 | Time Domain Reflectometer | 1993-07-27 |  | 17709.05 | 0.03 | 48.84
27 | TD | 7 | Time Domain Reflectometer | 1993-07-27 |  | 17709.05 | 0.03 | 61.08
27 | TD | 8 | Time Domain Reflectometer | 1993-07-27 |  | 17709.15 | -9.45 | 12.12
27 | TD | 9 | Time Domain Reflectometer | 1993-07-27 |  | 17709.15 | -9.45 | 18.6
27 | TD | 10 | Time Domain Reflectometer | 1993-07-27 |  | 17709.15 | -9.45 | 23.64
27 | TD | 11 | Time Domain Reflectometer | 1993-07-27 |  | 17709.15 | -9.45 | 36.6
27 | TD | 12 | Time Domain Reflectometer | 1993-07-27 |  | 17709.15 | -9.45 | 48.6
27 | TD | 13 | Time Domain Reflectometer | 1993-07-27 |  | 17709.15 | -9.45 | 59.64
27 | TD | 14 | Time Domain Reflectometer | 1993-07-27 |  | 17709.15 | -9.45 | 90.12
27 | TD | 15 | Time Domain Reflectometer | 1993-07-27 |  | 17708.97 | -15.99 | 11.4
27 | TD | 16 | Time Domain Reflectometer | 1993-07-27 |  | 17708.97 | -15.99 | 16.68
27 | TD | 17 | Time Domain Reflectometer | 1993-07-27 |  | 17708.97 | -15.99 | 23.4
27 | TD | 18 | Time Domain Reflectometer | 1993-07-27 |  | 17708.97 | -15.99 | 28.92
27 | TD | 19 | Time Domain Reflectometer | 1993-07-27 |  | 17708.97 | -15.99 | 35.4
27 | TD | 20 | Time Domain Reflectometer | 1993-07-27 |  | 17708.97 | -15.99 | 46.92
27 | TD | 21 | Time Domain Reflectometer | 1993-07-27 |  | 17708.97 | -15.99 | 59.4
27 | TD | 22 | Time Domain Reflectometer | 1993-07-27 |  | 17709.22 | -25.09 | 9
27 | TD | 23 | Time Domain Reflectometer | 1993-07-27 |  | 17709.22 | -25.09 | 15.24
27 | TD | 24 | Time Domain Reflectometer | 1993-07-27 |  | 17709.22 | -25.09 | 21.24
27 | TD | 25 | Time Domain Reflectometer | 1993-07-27 |  | 17709.22 | -25.09 | 27.72
27 | TD | 26 | Time Domain Reflectometer | 1993-07-27 |  | 17709.22 | -25.09 | 33.72
27 | TD | 27 | Time Domain Reflectometer | 1993-07-27 |  | 17709.22 | -25.09 | 45.24
27 | TD | 28 | Time Domain Reflectometer | 1993-07-27 |  | 17709.22 | -25.09 | 57.24
27 | TD | 101 | Time Domain Reflectometer | 1999-08-01 | 2006-07-01 | 17610.12 | 0 | 3.96
27 | TD | 102 | Time Domain Reflectometer | 1999-08-01 | 2006-07-01 | 17610.12 | 0 | 9
27 | TD | 103 | Time Domain Reflectometer | 1999-08-01 | 2006-07-01 | 17610.12 | 0 | 15
27 | TD | 104 | Time Domain Reflectometer | 1999-08-01 | 2006-07-01 | 17608.95 | 0 | 17.04
27 | TD | 105 | Time Domain Reflectometer | 1999-08-01 | 2006-07-01 | 17608.95 | 0 | 21
27 | TD | 106 | Time Domain Reflectometer | 1999-08-01 | 2006-07-01 | 17609.67 | -9.5 | 3.96
27 | TD | 107 | Time Domain Reflectometer | 1999-08-01 | 2006-07-01 | 17609.67 | -9.5 | 9
27 | TD | 108 | Time Domain Reflectometer | 1999-08-01 | 2006-07-01 | 17609.67 | -9.5 | 15
27 | TD | 109 | Time Domain Reflectometer | 1999-08-01 | 2006-07-01 | 17609.67 | -9.5 | 17.04
27 | TD | 110 | Time Domain Reflectometer | 1999-08-01 | 2006-07-01 | 17609.67 | -9.5 | 21
27 | TD | 111 | Time Domain Reflectometer | 1999-08-01 | 2006-07-01 | 17613.1 | -16 | 3.96
27 | TD | 112 | Time Domain Reflectometer | 1999-08-01 | 2006-07-01 | 17613.1 | -16 | 9
27 | TD | 113 | Time Domain Reflectometer | 1999-08-01 | 2006-07-01 | 17613.1 | -16 | 15
27 | TD | 114 | Time Domain Reflectometer | 1999-08-01 | 2006-07-01 | 17613.94 | -16 | 17.04
27 | TD | 115 | Time Domain Reflectometer | 1999-08-01 | 2006-07-01 | 17613.94 | -16 | 21
27 | TE | 1 | Bituminous Transverse Embedment Strain Gauge | 1993-08-12 |  | 17683.99 | -8.45 | 3.36
27 | TE | 2 | Bituminous Transverse Embedment Strain Gauge | 1993-08-12 |  | 17684.01 | -9.49 | 3.24
27 | TE | 3 | Bituminous Transverse Embedment Strain Gauge | 1993-08-12 |  | 17684.05 | -10.45 | 3
27 | TE | 4 | Bituminous Transverse Embedment Strain Gauge | 1993-08-12 |  | 17683.94 | 8.48 | 3.24
27 | TE | 5 | Bituminous Transverse Embedment Strain Gauge | 1993-08-12 |  | 17683.92 | 9.51 | 3.48
27 | TE | 6 | Bituminous Transverse Embedment Strain Gauge | 1993-08-12 |  | 17684.02 | 10.54 | 3.48
27 | WM | 1 | Water Mark - Irrometer | 1993-07-27 |  | 17709.05 | 0.03 | 12.6
27 | WM | 2 | Water Mark - Irrometer | 1993-07-27 |  | 17709.05 | 0.03 | 18.6
27 | WM | 3 | Water Mark - Irrometer | 1993-07-27 |  | 17709.05 | 0.03 | 24.6
27 | WM | 4 | Water Mark - Irrometer | 1993-07-27 |  | 17709.05 | 0.03 | 31.08
27 | WM | 5 | Water Mark - Irrometer | 1993-07-27 |  | 17709.05 | 0.03 | 37.08
27 | WM | 6 | Water Mark - Irrometer | 1993-07-27 |  | 17709.05 | 0.03 | 48.84
27 | WM | 7 | Water Mark - Irrometer | 1993-07-27 |  | 17709.05 | 0.03 | 61.08
27 | WM | 8 | Water Mark - Irrometer | 1993-07-27 |  | 17709.15 | -9.45 | 12.12
27 | WM | 9 | Water Mark - Irrometer | 1993-07-27 |  | 17709.15 | -9.45 | 18.6
27 | WM | 10 | Water Mark - Irrometer | 1993-07-27 |  | 17709.15 | -9.45 | 23.64
27 | WM | 11 | Water Mark - Irrometer | 1993-07-27 |  | 17709.15 | -9.45 | 36.6
27 | WM | 12 | Water Mark - Irrometer | 1993-07-27 |  | 17709.15 | -9.45 | 48.6
27 | WM | 13 | Water Mark - Irrometer | 1993-07-27 |  | 17709.15 | -9.45 | 59.64
27 | WM | 14 | Water Mark - Irrometer | 1993-07-27 |  | 17709.15 | -9.45 | 90.12
27 | WM | 15 | Water Mark - Irrometer | 1993-07-27 |  | 17708.97 | -15.99 | 11.4
27 | WM | 16 | Water Mark - Irrometer | 1993-07-27 |  | 17708.97 | -15.99 | 16.68
27 | WM | 17 | Water Mark - Irrometer | 1993-07-27 |  | 17708.97 | -15.99 | 23.4
27 | WM | 18 | Water Mark - Irrometer | 1993-07-27 |  | 17708.97 | -15.99 | 28.92
27 | WM | 19 | Water Mark - Irrometer | 1993-07-27 |  | 17708.97 | -15.99 | 35.4
27 | WM | 20 | Water Mark - Irrometer | 1993-07-27 |  | 17708.97 | -15.99 | 46.92
27 | WM | 21 | Water Mark - Irrometer | 1993-07-27 |  | 17708.97 | -15.99 | 59.4
27 | WM | 22 | Water Mark - Irrometer | 1993-07-27 |  | 17709.22 | -25.09 | 9
27 | WM | 23 | Water Mark - Irrometer | 1993-07-27 |  | 17709.22 | -25.09 | 15.24
27 | WM | 24 | Water Mark - Irrometer | 1993-07-27 |  | 17709.22 | -25.09 | 21.24
27 | WM | 25 | Water Mark - Irrometer | 1993-07-27 |  | 17709.22 | -25.09 | 27.72
27 | WM | 26 | Water Mark - Irrometer | 1993-07-27 |  | 17709.22 | -25.09 | 33.72
27 | WM | 27 | Water Mark - Irrometer | 1993-07-27 |  | 17709.22 | -25.09 | 45.24
27 | WM | 28 | Water Mark - Irrometer | 1993-07-27 |  | 17709.22 | -25.09 | 57.24
27 | WM | 101 | Water Mark - Irrometer | 1999-08-01 | 2006-07-01 | 17610.12 | -9.5 | 3
27 | WM | 102 | Water Mark - Irrometer | 1999-08-01 | 2006-07-01 | 17610.12 | -9.5 | 9
27 | WM | 103 | Water Mark - Irrometer | 1999-08-01 | 2006-07-01 | 17610.12 | -9.5 | 15
27 | WM | 104 | Water Mark - Irrometer | 1999-08-01 | 2006-07-01 | 17610.12 | -9.5 | 17.04
27 | WM | 105 | Water Mark - Irrometer | 1999-08-01 | 2006-07-01 | 17606.16 | -9.5 | 21
27 | WM | 106 | Water Mark - Irrometer | 1999-08-01 | 2006-07-01 | 17606.16 | -9.5 | 24
27 | WM | 107 | Water Mark - Irrometer | 1999-08-01 | 2006-07-01 | 17606.16 | -9.5 | 30
27 | WM | 108 | Water Mark - Irrometer | 1999-08-01 | 2006-07-01 | 17606.16 | -9.5 | 36
27 | WM | 109 | Water Mark - Irrometer | 1999-08-01 | 2006-07-01 | 17606.16 | -9.5 | 42
27 | WM | 110 | Water Mark - Irrometer | 1999-08-01 | 2006-07-01 | 17606.16 | -9.5 | 48
27 | WM | 111 | Water Mark - Irrometer | 1999-08-01 | 2006-07-01 | 17606.16 | -9.5 | 54
27 | WM | 112 | Water Mark - Irrometer | 1999-08-01 | 2006-07-01 | 17606.16 | -9.5 | 60
27 | WM | 113 | Water Mark - Irrometer | 1999-08-01 | 2006-07-01 | 17606.16 | -9.5 | 66
27 | WM | 114 | Water Mark - Irrometer | 1999-08-01 | 2006-07-01 | 17606.16 | -9.5 | 72
27 | WM | 115 | Water Mark - Irrometer | 1999-08-01 | 2006-07-01 | 17606.16 | -9.5 | 78
27 | WM | 116 | Water Mark - Irrometer | 1999-08-01 | 2006-07-01 | 17606.16 | -9.5 | 84
27 | XD | 1 | Thermister on a Static Soil Pressure Gauge | 1993-07-27 |  | 17688.09 | -9.05 | 13.2
27 | XD | 2 | Thermister on a Static Soil Pressure Gauge | 1993-07-27 |  | 17688.09 | -9.05 | 19.2
27 | XD | 3 | Thermister on a Static Soil Pressure Gauge | 1993-07-27 |  | 17688.09 | -9.05 | 25.2
27 | XD | 4 | Thermister on a Static Soil Pressure Gauge | 1993-07-27 |  | 17688.09 | -9.05 | 31.2
27 | XD | 5 | Thermister on a Static Soil Pressure Gauge | 1993-07-27 |  | 17688.09 | -9.05 | 37.2
27 | XL | 1 | Thermister placed on a Static Lateral Pressure Gauge | 1992-08-05 |  | 17687 | 2.42 | 47.04
27 | XL | 2 | Thermister placed on a Static Lateral Pressure Gauge | 1992-08-05 |  | 17680 | 0 | 35.4
27 | XS | 1 | Positive Pore Water Pressure | 1993-07-27 |  | 17683.07 | 1.55 | 47.28
27 | XS | 2 | Positive Pore Water Pressure | 1993-07-27 |  | 17684 | 1.54 | 34.8
27 | XS | 3 | Positive Pore Water Pressure | 1993-07-27 |  | 17686.98 | 1.54 | 22.56
27 | XS | 4 | Positive Pore Water Pressure | 1993-07-27 |  | 17683.02 | 1.51 | 16.8
27 | XS | 5 | Positive Pore Water Pressure | 1993-07-27 |  | 17683.95 | 2.04 | 11.04
27 | XT | 1 | Thermister on a Dynamic Soil Pressure Gauge | 1993-07-27 |  | 17680.12 | 0.07 | 9.72
27 | XT | 2 | Thermister on a Dynamic Soil Pressure Gauge | 1993-07-27 |  | 17684.03 | -0.01 | 35.4
27 | XT | 3 | Thermister on a Dynamic Soil Pressure Gauge | 1993-07-27 |  | 17687.04 | 0.05 | 23.16
27 | XT | 4 | Thermister on a Dynamic Soil Pressure Gauge | 1993-07-27 |  | 17682.99 | 0.08 | 17.16
27 | XT | 5 | Thermister on a Dynamic Soil Pressure Gauge | 1993-07-27 |  | 17684.03 | 0.08 | 11.16
28 | EC | 213 | Decagon Moisture - 5TE | 2006-08-03 |  | 18141 | 3.25 | 24.48
28 | EC | 214 | Decagon Moisture - 5TE | 2006-08-03 |  | 18141 | 3.25 | 12.72
28 | EC | 215 | Decagon Moisture - 5TE | 2006-08-03 |  | 18341 | 3.25 | 25.44
28 | EC | 216 | Decagon Moisture - 5TE | 2006-08-03 |  | 18341 | 3.25 | 13.08
28 | EC | 217 | Decagon Moisture - 5TE | 2006-08-03 |  | 18540 | 9.75 | 24
28 | EC | 218 | Decagon Moisture - 5TE | 2006-08-03 |  | 18540 | 9.75 | 12.84
28 | EC | 219 | Decagon Moisture - 5TE | 2006-08-03 |  | 18541 | -3.25 | 24.96
28 | EC | 220 | Decagon Moisture - 5TE | 2006-08-03 |  | 18541 | -3.25 | 16.92
28 | ET | 213 | Decagon Moisture - 5TE (temperature) | 2006-08-03 |  | 18141 | 3.25 | 24.48
28 | ET | 214 | Decagon Moisture - 5TE (temperature) | 2006-08-03 |  | 18141 | 3.25 | 12.72
28 | ET | 215 | Decagon Moisture - 5TE (temperature) | 2006-08-03 |  | 18341 | 3.25 | 25.44
28 | ET | 216 | Decagon Moisture - 5TE (temperature) | 2006-08-03 |  | 18341 | 3.25 | 13.08
28 | ET | 217 | Decagon Moisture - 5TE (temperature) | 2006-08-03 |  | 18540 | 9.75 | 24
28 | ET | 218 | Decagon Moisture - 5TE (temperature) | 2006-08-03 |  | 18540 | 9.75 | 12.84
28 | ET | 219 | Decagon Moisture - 5TE (temperature) | 2006-08-03 |  | 18541 | -3.25 | 24.96
28 | ET | 220 | Decagon Moisture - 5TE (temperature) | 2006-08-03 |  | 18541 | -3.25 | 16.92
28 | EW | 213 | Decagon Moisture - 5TE (volumetric moisture content) | 2006-08-03 |  | 18141 | 3.25 | 24.48
28 | EW | 214 | Decagon Moisture - 5TE (volumetric moisture content) | 2006-08-03 |  | 18141 | 3.25 | 12.72
28 | EW | 215 | Decagon Moisture - 5TE (volumetric moisture content) | 2006-08-03 |  | 18341 | 3.25 | 25.44
28 | EW | 216 | Decagon Moisture - 5TE (volumetric moisture content) | 2006-08-03 |  | 18341 | 3.25 | 13.08
28 | EW | 217 | Decagon Moisture - 5TE (volumetric moisture content) | 2006-08-03 |  | 18540 | 9.75 | 24
28 | EW | 218 | Decagon Moisture - 5TE (volumetric moisture content) | 2006-08-03 |  | 18540 | 9.75 | 12.84
28 | EW | 219 | Decagon Moisture - 5TE (volumetric moisture content) | 2006-08-03 |  | 18541 | -3.25 | 24.96
28 | EW | 220 | Decagon Moisture - 5TE (volumetric moisture content) | 2006-08-03 |  | 18541 | -3.25 | 16.92
28 | HD | 210 | Heat Disapation | 2006-08-03 |  | 18341 | 3.25 | 12.12
28 | HD | 211 | Heat Disapation | 2006-08-03 |  | 18341 | 3.25 | 10.32
28 | HD | 212 | Heat Disapation | 2006-08-03 |  | 18341 | 3.25 | 6.84
28 | HD | 213 | Heat Disapation | 2006-08-03 |  | 18540 | 9.75 | 12.6
28 | HD | 214 | Heat Disapation | 2006-08-03 |  | 18540 | 9.75 | 9.48
28 | HD | 215 | Heat Disapation | 2006-08-03 |  | 18540 | 9.75 | 6.84
28 | HD | 216 | Heat Disapation | 2006-08-03 |  | 18541 | -3.25 | 17.4
28 | HD | 217 | Heat Disapation | 2006-08-03 |  | 18541 | -3.25 | 11.16
28 | HD | 218 | Heat Disapation | 2006-08-03 |  | 18541 | -3.25 | 6.48
28 | NP | 1 | Neutron Probe | 1993-08-16 |  | 18268.03 | -5.96 | 0
28 | OS | 1 | MnROAD Open Stand Pipe | 1992-08-05 |  | 18277.8 | -22.1 | 180
28 | OS | 202 | MnROAD Open Stand Pipe | 2006-08-03 |  | 18586 | -3.25 | 0
28 | RE | 101 |  | 1999-08-01 | 2006-07-01 | 18579.63 | -9.5 | 2.04
28 | RE | 102 |  | 1999-08-01 | 2006-07-01 | 18579.63 | -9.5 | 6.96
28 | RE | 103 |  | 1999-08-01 | 2006-07-01 | 18579.63 | -9.5 | 12
28 | RE | 104 |  | 1999-08-01 | 2006-07-01 | 18577.23 | -9.5 | 14.04
28 | RE | 105 |  | 1999-08-01 | 2006-07-01 | 18577.23 | -9.5 | 18
28 | RE | 225 | Water Content Relectometers CS616 | 2006-08-03 |  | 18141 | 3.25 | 22.56
28 | RE | 226 | Water Content Relectometers CS616 | 2006-08-03 |  | 18141 | 3.25 | 11.64
28 | RE | 227 | Water Content Relectometers CS616 | 2006-08-03 |  | 18141 | 3.25 | 8.76
28 | RE | 228 | Water Content Relectometers CS616 | 2006-08-03 |  | 18141 | 3.25 | 5.52
28 | RE | 229 | Water Content Relectometers CS616 | 2006-08-03 |  | 18541 | 3.25 | 23.76
28 | RE | 230 | Water Content Relectometers CS616 | 2006-08-03 |  | 18541 | 3.25 | 16.92
28 | RE | 231 | Water Content Relectometers CS616 | 2006-08-03 |  | 18541 | 3.25 | 9.84
28 | RE | 232 | Water Content Relectometers CS616 | 2006-08-03 |  | 18541 | 3.25 | 5.64
28 | RE | 233 | Water Content Relectometers CS616 | 2006-08-03 |  | 18540 | 9.75 | 22.56
28 | RE | 234 | Water Content Relectometers CS616 | 2006-08-03 |  | 18540 | 9.75 | 12
28 | RE | 235 | Water Content Relectometers CS616 | 2006-08-03 |  | 18540 | 9.75 | 8.52
28 | RE | 236 | Water Content Relectometers CS616 | 2006-08-03 |  | 18551 | 9.75 | 5.4
28 | RE | 237 | Water Content Relectometers CS616 | 2006-08-03 |  | 18341 | -3.25 | 23.4
28 | RE | 238 | Water Content Relectometers CS616 | 2006-08-03 |  | 18341 | -3.25 | 12
28 | RE | 239 | Water Content Relectometers CS616 | 2006-08-03 |  | 18341 | -3.25 | 8.88
28 | RE | 240 | Water Content Relectometers CS616 | 2006-08-03 |  | 18341 | -3.25 | 4.44
28 | RP | 1 | Resistivity Probe | 1993-07-29 |  | 18266.32 | -9.5 | 12.12
28 | TC | 1 | MnROAD Thermal Couple Tree - Omega | 1993-07-29 |  | 18265.66 | -9.5 | 1.08
28 | TC | 2 | MnROAD Thermal Couple Tree - Omega | 1993-07-29 |  | 18265.66 | -9.5 | 3.72
28 | TC | 3 | MnROAD Thermal Couple Tree - Omega | 1993-07-29 |  | 18265.66 | -9.5 | 7.2
28 | TC | 4 | MnROAD Thermal Couple Tree - Omega | 1993-07-29 |  | 18265.66 | -9.5 | 12.24
28 | TC | 5 | MnROAD Thermal Couple Tree - Omega | 1993-07-29 |  | 18265.66 | -9.5 | 18.24
28 | TC | 6 | MnROAD Thermal Couple Tree - Omega | 1993-07-29 |  | 18265.66 | -9.5 | 24.24
28 | TC | 7 | MnROAD Thermal Couple Tree - Omega | 1993-07-29 |  | 18265.66 | -9.5 | 36.24
28 | TC | 8 | MnROAD Thermal Couple Tree - Omega | 1993-07-29 |  | 18265.66 | -9.5 | 48.24
28 | TC | 9 | MnROAD Thermal Couple Tree - Omega | 1993-07-29 |  | 18265.66 | -9.5 | 60.24
28 | TC | 10 | MnROAD Thermal Couple Tree - Omega | 1993-07-29 |  | 18265.66 | -9.5 | 96.24
28 | TC | 101 | MnROAD Thermal Couple Tree - Omega | 1999-08-01 | 2006-07-01 | 18581.08 | 0 | 0.96
28 | TC | 102 | MnROAD Thermal Couple Tree - Omega | 1999-08-01 | 2006-07-01 | 18581.08 | 0 | 3
28 | TC | 103 | MnROAD Thermal Couple Tree - Omega | 1999-08-01 | 2006-07-01 | 18581.08 | 0 | 9
28 | TC | 104 | MnROAD Thermal Couple Tree - Omega | 1999-08-01 | 2006-07-01 | 18581.08 | 0 | 15
28 | TC | 105 | MnROAD Thermal Couple Tree - Omega | 1999-08-01 | 2006-07-01 | 18579.27 | 0 | 17.04
28 | TC | 106 | MnROAD Thermal Couple Tree - Omega | 1999-08-01 | 2006-07-01 | 18579.27 | 0 | 21
28 | TC | 107 | MnROAD Thermal Couple Tree - Omega | 1999-08-01 | 2006-07-01 | 18579.63 | -9.5 | 0.96
28 | TC | 108 | MnROAD Thermal Couple Tree - Omega | 1999-08-01 | 2006-07-01 | 18579.63 | -9.5 | 3
28 | TC | 109 | MnROAD Thermal Couple Tree - Omega | 1999-08-01 | 2006-07-01 | 18579.63 | -9.5 | 9
28 | TC | 110 | MnROAD Thermal Couple Tree - Omega | 1999-08-01 | 2006-07-01 | 18579.63 | -9.5 | 15
28 | TC | 111 | MnROAD Thermal Couple Tree - Omega | 1999-08-01 | 2006-07-01 | 18579.63 | -9.5 | 17.04
28 | TC | 112 | MnROAD Thermal Couple Tree - Omega | 1999-08-01 | 2006-07-01 | 18575.13 | -9.5 | 21
28 | TC | 113 | MnROAD Thermal Couple Tree - Omega | 1999-08-01 | 2006-07-01 | 18575.13 | -9.5 | 24
28 | TC | 114 | MnROAD Thermal Couple Tree - Omega | 1999-08-01 | 2006-07-01 | 18575.13 | -9.5 | 30
28 | TC | 115 | MnROAD Thermal Couple Tree - Omega | 1999-08-01 | 2006-07-01 | 18575.13 | -9.5 | 36
28 | TC | 116 | MnROAD Thermal Couple Tree - Omega | 1999-08-01 | 2006-07-01 | 18575.13 | -9.5 | 42
28 | TC | 117 | MnROAD Thermal Couple Tree - Omega | 1999-08-01 | 2006-07-01 | 18575.13 | -9.5 | 48
28 | TC | 118 | MnROAD Thermal Couple Tree - Omega | 1999-08-01 | 2006-07-01 | 18575.13 | -9.5 | 54
28 | TC | 119 | MnROAD Thermal Couple Tree - Omega | 1999-08-01 | 2006-07-01 | 18575.13 | -9.5 | 60
28 | TC | 120 | MnROAD Thermal Couple Tree - Omega | 1999-08-01 | 2006-07-01 | 18575.13 | -9.5 | 66
28 | TC | 121 | MnROAD Thermal Couple Tree - Omega | 1999-08-01 | 2006-07-01 | 18575.13 | -9.5 | 72
28 | TC | 122 | MnROAD Thermal Couple Tree - Omega | 1999-08-01 | 2006-07-01 | 18575.13 | -9.5 | 78
28 | TC | 123 | MnROAD Thermal Couple Tree - Omega | 1999-08-01 | 2006-07-01 | 18575.13 | -9.5 | 84
28 | TC | 124 | MnROAD Thermal Couple Tree - Omega | 1999-08-01 | 2006-07-01 | 18583.39 | -16 | 3.96
28 | TC | 125 | MnROAD Thermal Couple Tree - Omega | 1999-08-01 | 2006-07-01 | 18583.39 | -16 | 9
28 | TC | 126 | MnROAD Thermal Couple Tree - Omega | 1999-08-01 | 2006-07-01 | 18583.39 | -16 | 15
28 | TC | 127 | MnROAD Thermal Couple Tree - Omega | 1999-08-01 | 2006-07-01 | 18585.48 | -16 | 17.04
28 | TC | 128 | MnROAD Thermal Couple Tree - Omega | 1999-08-01 | 2006-07-01 | 18585.48 | -16 | 21
28 | TC | 201 | MnROAD Thermal Couple Tree - Omega | 2006-08-03 | 2011-08-13 | 18544 | -9 | 0.48
28 | TC | 202 | MnROAD Thermal Couple Tree - Omega | 2006-08-03 | 2011-08-13 | 18544 | -9 | 0.96
28 | TC | 203 | MnROAD Thermal Couple Tree - Omega | 2006-08-03 | 2011-08-13 | 18544 | -9 | 2.04
28 | TC | 204 | MnROAD Thermal Couple Tree - Omega | 2006-08-03 | 2006-08-13 | 18544 | -9 | 3
28 | TC | 301 | Thermocouple - Omega Thermocouple Extension Cable -16TX20PP | 2011-08-29 |  | 18184.41 | 6.04 | 0.75 | Vertical
28 | TC | 302 | Thermocouple - Omega Thermocouple Extension Cable -16TX20PP | 2011-08-29 |  | 18184.41 | 6.04 | 1.25 | Vertical
28 | TC | 303 | Thermocouple - Omega Thermocouple Extension Cable -16TX20PP | 2011-08-29 |  | 18184.41 | 6.04 | 1.75 | Vertical
28 | TC | 304 | Thermocouple - Omega Thermocouple Extension Cable -16TX20PP | 2011-08-29 |  | 18184.41 | 6.04 | 2.25 | Vertical
28 | TC | 305 | Thermocouple - Omega Thermocouple Extension Cable -16TX20PP | 2011-08-29 |  | 18184.41 | 6.04 | 3.25 | Vertical
28 | TC | 306 | Thermocouple - Omega Thermocouple Extension Cable -16TX20PP | 2011-08-29 |  | 18184.41 | 6.04 | 4.25 | Vertical
28 | TC | 307 | Thermocouple - Omega Thermocouple Extension Cable -16TX20PP | 2011-08-29 |  | 18184.41 | 6.04 | 6.25 | Vertical
28 | TC | 308 | Thermocouple - Omega Thermocouple Extension Cable -16TX20PP | 2011-08-29 |  | 18184.41 | 6.04 | 9.25 | Vertical
28 | TC | 309 | Thermocouple - Omega Thermocouple Extension Cable -16TX20PP | 2011-12-29 |  | 18184.41 | 6.04 | 12.25 | Vertical
28 | TC | 310 | Thermocouple - Omega Thermocouple Extension Cable -16TX20PP | 2011-08-29 |  | 18184.41 | 6.04 | 18.25 | Vertical
28 | TC | 311 | Thermocouple - Omega Thermocouple Extension Cable -16TX20PP | 2011-08-29 |  | 18184.41 | 6.04 | 24.25 | Vertical
28 | TC | 312 | Thermocouple - Omega Thermocouple Extension Cable -16TX20PP | 2011-08-29 |  | 18184.41 | 6.04 | 30.25 | Vertical
28 | TC | 313 | Thermocouple - Omega Thermocouple Extension Cable -16TX20PP | 2011-08-29 |  | 18184.41 | 6.04 | 36.25 | Vertical
28 | TC | 314 | Thermocouple - Omega Thermocouple Extension Cable -16TX20PP | 2011-08-29 |  | 18184.41 | 6.04 | 48.25 | Vertical
28 | TC | 315 | Thermocouple - Omega Thermocouple Extension Cable -16TX20PP | 2011-08-29 |  | 18184.41 | 6.04 | 60.25 | Vertical
28 | TC | 316 | Thermocouple - Omega Thermocouple Extension Cable -16TX20PP | 2011-08-29 |  | 18184.41 | 6.04 | 72.25 | Vertical
28 | TD | 1 | Time Domain Reflectometer | 1993-07-29 |  | 18268.03 | -9.49 | 12.72
28 | TD | 2 | Time Domain Reflectometer | 1993-07-29 |  | 18268.03 | -9.49 | 18.48
28 | TD | 3 | Time Domain Reflectometer | 1993-07-29 |  | 18268.03 | -9.49 | 24.48
28 | TD | 4 | Time Domain Reflectometer | 1993-07-29 |  | 18268.03 | -9.49 | 36.24
28 | TD | 5 | Time Domain Reflectometer | 1993-07-29 |  | 18268.03 | -9.49 | 49.44
28 | TD | 6 | Time Domain Reflectometer | 1993-07-29 |  | 18268.03 | -9.49 | 60.48
28 | TD | 7 | Time Domain Reflectometer | 1993-07-29 |  | 18268.03 | -9.49 | 98.04
28 | TD | 101 | Time Domain Reflectometer | 1999-08-01 | 2006-07-01 | 18580.12 | 0 | 3.96
28 | TD | 102 | Time Domain Reflectometer | 1999-08-01 | 2006-07-01 | 18580.12 | 0 | 9
28 | TD | 103 | Time Domain Reflectometer | 1999-08-01 | 2006-07-01 | 18580.12 | 0 | 15
28 | TD | 104 | Time Domain Reflectometer | 1999-08-01 | 2006-07-01 | 18580.12 | 0 | 17.04
28 | TD | 105 | Time Domain Reflectometer | 1999-08-01 | 2006-07-01 | 18580.12 | 0 | 21
28 | TD | 106 | Time Domain Reflectometer | 1999-08-01 | 2006-07-01 | 18578.61 | -9.5 | 3.96
28 | TD | 107 | Time Domain Reflectometer | 1999-08-01 | 2006-07-01 | 18578.61 | -9.5 | 9
28 | TD | 108 | Time Domain Reflectometer | 1999-08-01 | 2006-07-01 | 18578.61 | -9.5 | 15
28 | TD | 109 | Time Domain Reflectometer | 1999-08-01 | 2006-07-01 | 18578.61 | -9.5 | 17.04
28 | TD | 110 | Time Domain Reflectometer | 1999-08-01 | 2006-07-01 | 18578.61 | -9.5 | 21
28 | TD | 111 | Time Domain Reflectometer | 1999-08-01 | 2006-07-01 | 18583.39 | -16 | 3.96
28 | TD | 112 | Time Domain Reflectometer | 1999-08-01 | 2006-07-01 | 18583.39 | -16 | 9
28 | TD | 113 | Time Domain Reflectometer | 1999-08-01 | 2006-07-01 | 18583.39 | -16 | 15
28 | TD | 114 | Time Domain Reflectometer | 1999-08-01 | 2006-07-01 | 18584.39 | -16 | 17.04
28 | TD | 115 | Time Domain Reflectometer | 1999-08-01 | 2006-07-01 | 18584.39 | -16 | 21
28 | TE | 1 | Bituminous Transverse Embedment Strain Gauge | 1993-08-12 |  | 18259.99 | -10.49 | 3.12
28 | TE | 2 | Bituminous Transverse Embedment Strain Gauge | 1993-08-12 |  | 18259.96 | -9.46 | 3.36
28 | TE | 3 | Bituminous Transverse Embedment Strain Gauge | 1993-08-12 |  | 18260 | -8.47 | 3.36
28 | TE | 4 | Bituminous Transverse Embedment Strain Gauge | 1993-08-12 |  | 18259.98 | 8.47 | 3.24
28 | TE | 5 | Bituminous Transverse Embedment Strain Gauge | 1993-08-12 |  | 18259.99 | 9.46 | 3.48
28 | TE | 6 | Bituminous Transverse Embedment Strain Gauge | 1993-08-12 |  | 18259.96 | 10.55 | 3.48
28 | WM | 1 | Water Mark - Irrometer | 1993-07-29 |  | 18268.03 | -9.49 | 12.72
28 | WM | 2 | Water Mark - Irrometer | 1993-07-29 |  | 18268.03 | -9.49 | 18.48
28 | WM | 3 | Water Mark - Irrometer | 1993-07-29 |  | 18268.03 | -9.49 | 24.48
28 | WM | 4 | Water Mark - Irrometer | 1993-07-29 |  | 18268.03 | -9.49 | 36.24
28 | WM | 5 | Water Mark - Irrometer | 1993-07-29 |  | 18268.03 | -9.49 | 49.44
28 | WM | 6 | Water Mark - Irrometer | 1993-07-29 |  | 18268.03 | -9.49 | 60.48
28 | WM | 7 | Water Mark - Irrometer | 1993-07-29 |  | 18268.03 | -9.49 | 98.04
28 | WM | 101 | Water Mark - Irrometer | 1999-08-01 | 2006-07-01 | 18579.63 | -9.5 | 3
28 | WM | 102 | Water Mark - Irrometer | 1999-08-01 | 2006-07-01 | 18579.63 | -9.5 | 9
28 | WM | 103 | Water Mark - Irrometer | 1999-08-01 | 2006-07-01 | 18579.63 | -9.5 | 15
28 | WM | 104 | Water Mark - Irrometer | 1999-08-01 | 2006-07-01 | 18574.81 | -9.5 | 17.04
28 | WM | 105 | Water Mark - Irrometer | 1999-08-01 | 2006-07-01 | 18574.81 | -9.5 | 21
28 | WM | 106 | Water Mark - Irrometer | 1999-08-01 | 2006-07-01 | 18574.81 | -9.5 | 24
28 | WM | 107 | Water Mark - Irrometer | 1999-08-01 | 2006-07-01 | 18574.81 | -9.5 | 30
28 | WM | 108 | Water Mark - Irrometer | 1999-08-01 | 2006-07-01 | 18574.81 | -9.5 | 36
28 | WM | 109 | Water Mark - Irrometer | 1999-08-01 | 2006-07-01 | 18574.81 | -9.5 | 42
28 | WM | 110 | Water Mark - Irrometer | 1999-08-01 | 2006-07-01 | 18574.81 | -9.5 | 48
28 | WM | 111 | Water Mark - Irrometer | 1999-08-01 | 2006-07-01 | 18574.81 | -9.5 | 54
28 | WM | 112 | Water Mark - Irrometer | 1999-08-01 | 2006-07-01 | 18574.81 | -9.5 | 60
28 | WM | 113 | Water Mark - Irrometer | 1999-08-01 | 2006-07-01 | 18574.81 | -9.5 | 66
28 | WM | 114 | Water Mark - Irrometer | 1999-08-01 | 2006-07-01 | 18574.81 | -9.5 | 72
28 | WM | 115 | Water Mark - Irrometer | 1999-08-01 | 2006-07-01 | 18574.81 | -9.5 | 78
28 | WM | 116 | Water Mark - Irrometer | 1999-08-01 | 2006-07-01 | 18574.81 | -9.5 | 84
29 | NP | 1 | Neutron Probe | 1993-01-01 | 2007-11-17 | 18887.97 | -5.98 | 0
29 | OS | 1 | MnROAD Open Stand Pipe | 1993-07-15 |  | 18888.28 | -22.28 | 180
29 | RP | 1 | Resistivity Probe | 1993-07-29 | 2007-11-17 | 18876.27 | -9.68 | 11.76
29 | TC | 1 | MnROAD Thermal Couple Tree - Omega | 1993-07-27 |  | 18875.6 | -9.51 | 1.08
29 | TC | 2 | MnROAD Thermal Couple Tree - Omega | 1993-07-27 |  | 18875.6 | -9.51 | 2.16
29 | TC | 3 | MnROAD Thermal Couple Tree - Omega | 1993-07-27 |  | 18875.6 | -9.51 | 5.64
29 | TC | 4 | MnROAD Thermal Couple Tree - Omega | 1993-07-27 |  | 18875.6 | -9.51 | 7.8
29 | TC | 5 | MnROAD Thermal Couple Tree - Omega | 1993-07-27 |  | 18875.6 | -9.51 | 11.76
29 | TC | 6 | MnROAD Thermal Couple Tree - Omega | 1993-07-27 |  | 18875.6 | -9.51 | 17.76
29 | TC | 7 | MnROAD Thermal Couple Tree - Omega | 1993-07-27 |  | 18875.6 | -9.51 | 23.76
29 | TC | 8 | MnROAD Thermal Couple Tree - Omega | 1993-07-27 |  | 18875.6 | -9.51 | 35.76
29 | TC | 9 | MnROAD Thermal Couple Tree - Omega | 1993-07-27 |  | 18875.6 | -9.51 | 47.76
29 | TC | 10 | MnROAD Thermal Couple Tree - Omega | 1993-07-27 |  | 18875.6 | -9.51 | 59.76
29 | TC | 11 | MnROAD Thermal Couple Tree - Omega | 1993-07-27 |  | 18875.6 | -9.51 | 95.76
29 | TD | 1 | Time Domain Reflectometer | 1993-07-27 |  | 18878.17 | -9.66 | 12.24
29 | TD | 2 | Time Domain Reflectometer | 1993-07-27 |  | 18878.17 | -9.66 | 18.48
29 | TD | 3 | Time Domain Reflectometer | 1993-07-27 |  | 18878.17 | -9.66 | 24.24
29 | TD | 4 | Time Domain Reflectometer | 1993-07-27 |  | 18878.17 | -9.66 | 37.2
29 | TD | 5 | Time Domain Reflectometer | 1993-07-27 |  | 18878.17 | -9.66 | 48.72
29 | TD | 6 | Time Domain Reflectometer | 1993-07-27 |  | 18878.17 | -9.66 | 60.24
29 | TD | 7 | Time Domain Reflectometer | 1993-07-27 |  | 18878.17 | -9.66 | 97.2
29 | TE | 1 | Bituminous Transverse Embedment Strain Gauge | 1993-01-01 | 2007-11-17 | 18869.98 | -10.56 | 5.04
29 | TE | 2 | Bituminous Transverse Embedment Strain Gauge | 1993-01-01 | 2007-11-17 | 18870 | -9.53 | 4.8
29 | TE | 3 | Bituminous Transverse Embedment Strain Gauge | 1993-01-01 | 2007-11-17 | 18869.99 | -8.52 | 5.04
29 | TE | 4 | Bituminous Transverse Embedment Strain Gauge | 1993-01-01 | 2007-11-17 | 18870.01 | 8.44 | 4.8
29 | TE | 5 | Bituminous Transverse Embedment Strain Gauge | 1993-01-01 | 2007-11-17 | 18869.95 | 9.42 | 5.28
29 | TE | 6 | Bituminous Transverse Embedment Strain Gauge | 1993-01-01 | 2007-11-17 | 18870 | 10.52 | 5.04
29 | WM | 1 | Water Mark - Irrometer | 1993-07-27 |  | 18878.17 | -9.66 | 12.24
29 | WM | 2 | Water Mark - Irrometer | 1993-07-27 |  | 18878.17 | -9.66 | 18.48
29 | WM | 3 | Water Mark - Irrometer | 1993-07-27 |  | 18878.17 | -9.66 | 24.24
29 | WM | 4 | Water Mark - Irrometer | 1993-07-27 |  | 18878.17 | -9.66 | 37.2
29 | WM | 5 | Water Mark - Irrometer | 1993-07-27 |  | 18878.17 | -9.66 | 48.72
29 | WM | 6 | Water Mark - Irrometer | 1993-07-27 |  | 18878.17 | -9.66 | 60.24
29 | WM | 7 | Water Mark - Irrometer | 1993-07-27 |  | 18878.17 | -9.66 | 97.2
30 | DT | 1 | Linear Variable Differential Transducer | 1993-01-01 | 2007-11-17 | 19439.96 | -10.49 | 3
30 | DT | 2 | Linear Variable Differential Transducer | 1993-01-01 | 2007-11-17 | 19441.98 | -9.47 | 3
30 | DT | 3 | Linear Variable Differential Transducer | 1993-01-01 | 2007-11-17 | 19443.98 | -8.53 | 3
30 | DT | 4 | Linear Variable Differential Transducer | 1993-01-01 | 2007-11-17 | 19446.01 | -10.49 | 3
30 | DT | 5 | Linear Variable Differential Transducer | 1993-01-01 | 2007-11-17 | 19448.02 | -9.55 | 3
30 | DT | 6 | Linear Variable Differential Transducer | 1993-01-01 | 2007-11-17 | 19450 | -8.55 | 3
30 | DT | 7 | Linear Variable Differential Transducer | 1993-01-01 | 2007-11-17 | 19439.99 | 10.51 | 3
30 | DT | 8 | Linear Variable Differential Transducer | 1993-01-01 | 2007-11-17 | 19442 | 9.51 | 3
30 | DT | 9 | Linear Variable Differential Transducer | 1993-01-01 | 2007-11-17 | 19444 | 8.5 | 3
30 | DT | 10 | Linear Variable Differential Transducer | 1993-01-01 | 2007-11-17 | 19445.97 | 10.46 | 3
30 | DT | 11 | Linear Variable Differential Transducer | 1993-01-01 | 2007-11-17 | 19447.89 | 9.54 | 3
30 | DT | 12 | Linear Variable Differential Transducer | 1993-01-01 | 2007-11-17 | 19449.95 | 8.5 | 3
30 | LE | 1 | Dynamic Strain Gauge - Dynatest | 1993-01-01 | 2007-11-17 | 19437 | -10.52 | 4.92
30 | LE | 2 | Dynamic Strain Gauge - Dynatest | 1993-01-01 | 2007-11-17 | 19436.99 | -9.51 | 5.04
30 | LE | 3 | Dynamic Strain Gauge - Dynatest | 1993-01-01 | 2007-11-17 | 19436.98 | -8.56 | 5.16
30 | LE | 4 | Dynamic Strain Gauge - Dynatest | 1993-08-11 |  | 19436.97 | 8.45 | 4.92
30 | LE | 5 | Dynamic Strain Gauge - Dynatest | 1993-01-01 | 2007-11-17 | 19436.93 | 9.47 | 4.92
30 | LE | 6 | Dynamic Strain Gauge - Dynatest | 1993-01-01 | 2007-11-17 | 19436.92 | 10.41 | 4.92
30 | NP | 1 | Neutron Probe | 1993-01-01 | 2007-11-17 | 19424.07 | -5.99 | 0
30 | NP | 2 | Neutron Probe | 1993-01-01 | 2007-11-17 | 19424 | -14 | 0
30 | OS | 1 | MnROAD Open Stand Pipe | 1993-07-15 |  | 19410.16 | -22.45 | 180
30 | PG | 1 | Dynamic Normal Pressure Gauge - Geokon 3500 | 1993-01-01 | 2007-11-17 | 19433.98 | -10.48 | 5.28
30 | PG | 2 | Dynamic Normal Pressure Gauge - Geokon 3500 | 1993-01-01 | 2007-11-17 | 19434 | -9.39 | 5.28
30 | PG | 3 | Dynamic Normal Pressure Gauge - Geokon 3500 | 1993-01-01 | 2007-11-17 | 19433.96 | -8.42 | 5.64
30 | PG | 4 | Dynamic Normal Pressure Gauge - Geokon 3500 | 1993-01-01 | 2007-11-17 | 19433.94 | 8.49 | 5.4
30 | PG | 5 | Dynamic Normal Pressure Gauge - Geokon 3500 | 1993-01-01 | 2007-11-17 | 19433.9 | 9.47 | 5.16
30 | PG | 6 | Dynamic Normal Pressure Gauge - Geokon 3500 | 1993-01-01 | 2007-11-17 | 19433.97 | 10.52 | 5.64
30 | PK | 1 | Dynamic Pressure Gauge | 1993-07-27 | 2007-11-17 | 19431.98 | -10.47 | 17.28
30 | PK | 2 | Dynamic Pressure Gauge | 1993-07-27 |  | 19431.99 | -9.51 | 17.76
30 | PK | 3 | Dynamic Pressure Gauge | 1993-07-27 | 2007-11-17 | 19431.95 | -8.52 | 17.88
30 | PK | 4 | Dynamic Pressure Gauge | 1993-07-27 | 2007-11-17 | 19432.02 | 8.5 | 16.08
30 | PK | 5 | Dynamic Pressure Gauge | 1993-07-27 |  | 19432.03 | 9.5 | 16.2
30 | PK | 6 | Dynamic Pressure Gauge | 1993-07-27 | 2007-11-17 | 19432.02 | 10.49 | 16.44
30 | RP | 1 | Resistivity Probe | 1993-01-01 | 2007-11-17 | 19422.3 | 0.05 | 12.24
30 | RP | 2 | Resistivity Probe | 1993-01-01 | 2007-11-17 | 19422.33 | -9.36 | 11.76
30 | RP | 3 | Resistivity Probe | 1993-01-01 | 2007-11-17 | 19422.23 | -16.06 | 11.88
30 | RP | 4 | Resistivity Probe | 1993-01-01 | 2007-11-17 | 19422.07 | -24.87 | 11.16
30 | TC | 1 | MnROAD Thermal Couple Tree - Omega | 1993-07-27 |  | 19421.66 | 0.1 | 1.08
30 | TC | 2 | MnROAD Thermal Couple Tree - Omega | 1993-07-27 |  | 19421.66 | 0.1 | 2.16
30 | TC | 3 | MnROAD Thermal Couple Tree - Omega | 1993-07-27 |  | 19421.66 | 0.1 | 6
30 | TC | 4 | MnROAD Thermal Couple Tree - Omega | 1993-07-27 |  | 19421.66 | 0.1 | 11.52
30 | TC | 5 | MnROAD Thermal Couple Tree - Omega | 1993-07-27 |  | 19421.66 | 0.1 | 17.52
30 | TC | 6 | MnROAD Thermal Couple Tree - Omega | 1993-07-27 |  | 19421.66 | 0.1 | 23.52
30 | TC | 7 | MnROAD Thermal Couple Tree - Omega | 1993-07-27 |  | 19421.66 | 0.1 | 35.52
30 | TC | 8 | MnROAD Thermal Couple Tree - Omega | 1993-07-27 |  | 19421.66 | 0.1 | 47.52
30 | TC | 9 | MnROAD Thermal Couple Tree - Omega | 1993-07-27 |  | 19421.66 | 0.1 | 59.52
30 | TC | 10 | MnROAD Thermal Couple Tree - Omega | 1993-07-27 |  | 19421.66 | 0.1 | 95.52
30 | TC | 11 | MnROAD Thermal Couple Tree - Omega | 1993-07-27 |  | 19421.68 | -9.45 | 0.96
30 | TC | 12 | MnROAD Thermal Couple Tree - Omega | 1993-07-27 |  | 19421.68 | -9.45 | 2.16
30 | TC | 13 | MnROAD Thermal Couple Tree - Omega | 1993-07-27 |  | 19421.68 | -9.45 | 5.4
30 | TC | 14 | MnROAD Thermal Couple Tree - Omega | 1993-07-27 |  | 19421.68 | -9.45 | 11.64
30 | TC | 15 | MnROAD Thermal Couple Tree - Omega | 1993-07-27 |  | 19421.68 | -9.45 | 17.64
30 | TC | 16 | MnROAD Thermal Couple Tree - Omega | 1993-07-27 |  | 19421.68 | -9.45 | 23.64
30 | TC | 17 | MnROAD Thermal Couple Tree - Omega | 1993-07-27 |  | 19421.68 | -9.45 | 35.64
30 | TC | 18 | MnROAD Thermal Couple Tree - Omega | 1993-07-27 |  | 19421.68 | -9.45 | 47.64
30 | TC | 19 | MnROAD Thermal Couple Tree - Omega | 1993-07-27 |  | 19421.68 | -9.45 | 59.64
30 | TC | 20 | MnROAD Thermal Couple Tree - Omega | 1993-07-27 |  | 19421.68 | -9.45 | 95.64
30 | TC | 21 | MnROAD Thermal Couple Tree - Omega | 1993-07-27 |  | 19421.66 | -15.87 | 0.96
30 | TC | 22 | MnROAD Thermal Couple Tree - Omega | 1993-07-27 |  | 19421.66 | -15.87 | 2.04
30 | TC | 23 | MnROAD Thermal Couple Tree - Omega | 1993-07-27 |  | 19421.66 | -15.87 | 5.04
30 | TC | 24 | MnROAD Thermal Couple Tree - Omega | 1993-07-27 |  | 19421.66 | -15.87 | 11.4
30 | TC | 25 | MnROAD Thermal Couple Tree - Omega | 1993-07-27 |  | 19421.66 | -15.87 | 17.4
30 | TC | 26 | MnROAD Thermal Couple Tree - Omega | 1993-07-27 |  | 19421.66 | -15.87 | 23.4
30 | TC | 27 | MnROAD Thermal Couple Tree - Omega | 1993-07-27 |  | 19421.66 | -15.87 | 35.4
30 | TC | 28 | MnROAD Thermal Couple Tree - Omega | 1993-07-27 |  | 19421.66 | -15.87 | 47.4
30 | TC | 29 | MnROAD Thermal Couple Tree - Omega | 1993-07-27 |  | 19421.66 | -15.87 | 59.4
30 | TC | 30 | MnROAD Thermal Couple Tree - Omega | 1993-07-27 |  | 19421.66 | -15.87 | 95.4
30 | TC | 31 | MnROAD Thermal Couple Tree - Omega | 1993-07-27 |  | 19421.49 | -24.83 | 11.88
30 | TC | 32 | MnROAD Thermal Couple Tree - Omega | 1993-07-27 |  | 19421.49 | -24.83 | 17.88
30 | TC | 33 | MnROAD Thermal Couple Tree - Omega | 1993-07-27 |  | 19421.49 | -24.83 | 23.88
30 | TC | 34 | MnROAD Thermal Couple Tree - Omega | 1993-07-27 |  | 19421.49 | -24.83 | 35.88
30 | TC | 35 | MnROAD Thermal Couple Tree - Omega | 1993-07-27 |  | 19421.49 | -24.83 | 47.88
30 | TC | 36 | MnROAD Thermal Couple Tree - Omega | 1993-07-27 |  | 19421.49 | -24.83 | 59.88
30 | TC | 37 | MnROAD Thermal Couple Tree - Omega | 1993-07-27 |  | 19421.49 | -24.83 | 95.88
30 | TD | 1 | Time Domain Reflectometer | 1993-07-27 |  | 19426.02 | 0.02 | 12.12
30 | TD | 2 | Time Domain Reflectometer | 1993-07-27 |  | 19426.02 | 0.02 | 18.36
30 | TD | 3 | Time Domain Reflectometer | 1993-07-27 |  | 19426.02 | 0.02 | 24.6
30 | TD | 4 | Time Domain Reflectometer | 1993-07-27 |  | 19426.02 | 0.02 | 30.6
30 | TD | 5 | Time Domain Reflectometer | 1993-07-27 |  | 19426.02 | 0.02 | 36.12
30 | TD | 6 | Time Domain Reflectometer | 1993-07-27 |  | 19426.02 | 0.02 | 48.6
30 | TD | 7 | Time Domain Reflectometer | 1993-07-27 |  | 19426.02 | 0.02 | 60.6
30 | TD | 8 | Time Domain Reflectometer | 1993-07-27 |  | 19426.06 | -9.65 | 11.88
30 | TD | 9 | Time Domain Reflectometer | 1993-07-27 |  | 19426.06 | -9.65 | 18.6
30 | TD | 10 | Time Domain Reflectometer | 1993-07-27 |  | 19426.06 | -9.65 | 24.36
30 | TD | 11 | Time Domain Reflectometer | 1993-07-27 |  | 19426.06 | -9.65 | 36.36
30 | TD | 12 | Time Domain Reflectometer | 1993-07-27 |  | 19426.06 | -9.65 | 48.6
30 | TD | 13 | Time Domain Reflectometer | 1993-07-27 |  | 19426.06 | -9.65 | 60.36
30 | TD | 14 | Time Domain Reflectometer | 1993-07-27 |  | 19426.06 | -9.65 | 96.84
30 | TD | 15 | Time Domain Reflectometer | 1993-07-27 |  | 19426.33 | -16.46 | 13.08
30 | TD | 16 | Time Domain Reflectometer | 1993-07-27 |  | 19426.33 | -16.46 | 19.08
30 | TD | 17 | Time Domain Reflectometer | 1993-07-27 |  | 19426.33 | -16.46 | 25.56
30 | TD | 18 | Time Domain Reflectometer | 1993-07-27 |  | 19426.33 | -16.46 | 31.08
30 | TD | 19 | Time Domain Reflectometer | 1993-07-27 |  | 19426.33 | -16.46 | 37.44
30 | TD | 20 | Time Domain Reflectometer | 1993-07-27 |  | 19426.33 | -16.46 | 49.08
30 | TD | 21 | Time Domain Reflectometer | 1993-07-27 |  | 19426.33 | -16.46 | 60.6
30 | TD | 22 | Time Domain Reflectometer | 1993-07-27 |  | 19424.11 | -24.81 | 11.88
30 | TD | 23 | Time Domain Reflectometer | 1993-07-27 |  | 19424.11 | -24.81 | 17.64
30 | TD | 24 | Time Domain Reflectometer | 1993-07-27 |  | 19424.11 | -24.81 | 23.4
30 | TD | 25 | Time Domain Reflectometer | 1993-07-27 |  | 19424.11 | -24.81 | 29.64
30 | TD | 26 | Time Domain Reflectometer | 1993-07-27 |  | 19424.11 | -24.81 | 36.12
30 | TD | 27 | Time Domain Reflectometer | 1993-07-27 |  | 19424.11 | -24.81 | 48.12
30 | TD | 28 | Time Domain Reflectometer | 1993-07-27 |  | 19424.11 | -24.81 | 59.64
30 | TE | 1 | Bituminous Transverse Embedment Strain Gauge | 1993-01-01 | 2007-11-17 | 19429.97 | -10.54 | 4.8
30 | TE | 2 | Bituminous Transverse Embedment Strain Gauge | 1993-01-01 | 2007-11-17 | 19429.97 | -9.51 | 5.04
30 | TE | 3 | Bituminous Transverse Embedment Strain Gauge | 1993-01-01 | 2007-11-17 | 19429.98 | -8.56 | 4.92
30 | TE | 4 | Bituminous Transverse Embedment Strain Gauge | 1993-01-01 | 2007-11-17 | 19429.95 | 8.47 | 4.8
30 | TE | 5 | Bituminous Transverse Embedment Strain Gauge | 1993-01-01 | 2007-11-17 | 19430.02 | 9.49 | 4.8
30 | TE | 6 | Bituminous Transverse Embedment Strain Gauge | 1993-01-01 | 2007-11-17 | 19430 | 10.46 | 4.56
30 | WM | 1 | Water Mark - Irrometer | 1993-07-27 |  | 19426.02 | 0.02 | 12.12
30 | WM | 2 | Water Mark - Irrometer | 1993-07-27 |  | 19426.02 | 0.02 | 18.36
30 | WM | 3 | Water Mark - Irrometer | 1993-07-27 |  | 19426.02 | 0.02 | 24.6
30 | WM | 4 | Water Mark - Irrometer | 1993-07-27 |  | 19426.02 | 0.02 | 30.6
30 | WM | 5 | Water Mark - Irrometer | 1993-07-27 |  | 19426.02 | 0.02 | 36.12
30 | WM | 6 | Water Mark - Irrometer | 1993-07-27 |  | 19426.02 | 0.02 | 48.6
30 | WM | 7 | Water Mark - Irrometer | 1993-07-27 |  | 19426.02 | 0.02 | 60.6
30 | WM | 8 | Water Mark - Irrometer | 1993-07-27 |  | 19426.06 | -9.65 | 11.88
30 | WM | 9 | Water Mark - Irrometer | 1993-07-27 |  | 19426.06 | -9.65 | 18.6
30 | WM | 10 | Water Mark - Irrometer | 1993-07-27 |  | 19426.06 | -9.65 | 24.36
30 | WM | 11 | Water Mark - Irrometer | 1993-07-27 |  | 19426.06 | -9.65 | 36.36
30 | WM | 12 | Water Mark - Irrometer | 1993-07-27 |  | 19426.06 | -9.65 | 48.6
30 | WM | 13 | Water Mark - Irrometer | 1993-07-27 |  | 19426.06 | -9.65 | 60.36
30 | WM | 14 | Water Mark - Irrometer | 1993-07-27 |  | 19426.06 | -9.65 | 96.84
30 | WM | 15 | Water Mark - Irrometer | 1993-07-27 |  | 19426.33 | -16.46 | 13.08
30 | WM | 16 | Water Mark - Irrometer | 1993-07-27 |  | 19426.33 | -16.46 | 19.08
30 | WM | 17 | Water Mark - Irrometer | 1993-07-27 |  | 19426.33 | -16.46 | 25.56
30 | WM | 18 | Water Mark - Irrometer | 1993-07-27 |  | 19426.33 | -16.46 | 31.08
30 | WM | 19 | Water Mark - Irrometer | 1993-07-27 |  | 19426.33 | -16.46 | 37.44
30 | WM | 20 | Water Mark - Irrometer | 1993-07-27 |  | 19426.33 | -16.46 | 49.08
30 | WM | 21 | Water Mark - Irrometer | 1993-07-27 |  | 19426.33 | -16.46 | 60.6
30 | WM | 22 | Water Mark - Irrometer | 1993-07-27 |  | 19424.11 | -24.81 | 11.88
30 | WM | 23 | Water Mark - Irrometer | 1993-07-27 |  | 19424.11 | -24.81 | 17.64
30 | WM | 24 | Water Mark - Irrometer | 1993-07-27 |  | 19424.11 | -24.81 | 23.4
30 | WM | 25 | Water Mark - Irrometer | 1993-07-27 |  | 19424.11 | -24.81 | 29.64
30 | WM | 26 | Water Mark - Irrometer | 1993-07-27 |  | 19424.11 | -24.81 | 36.12
30 | WM | 27 | Water Mark - Irrometer | 1993-07-27 |  | 19424.11 | -24.81 | 48.12
30 | WM | 28 | Water Mark - Irrometer | 1993-07-27 |  | 19424.11 | -24.81 | 59.64
31 | DT | 1 | Linear Variable Differential Transducer | 1993-01-01 | 2007-11-17 | 20050.03 | -10.51 | 3
31 | DT | 2 | Linear Variable Differential Transducer | 1993-01-01 | 2007-11-17 | 20052.08 | -9.5 | 3
31 | DT | 3 | Linear Variable Differential Transducer | 1993-01-01 | 2007-11-17 | 20054.03 | -8.49 | 3
31 | LE | 101 | Dynamic Strain Gauge - CTL | 2004-08-11 |  | 20158 | -9 | 3.96 | Longitudinal
31 | LE | 102 | Dynamic Strain Gauge - CTL | 2004-08-11 |  | 20160 | -9 | 3.96 | Longitudinal
31 | LE | 103 | Dynamic Strain Gauge - CTL | 2004-08-11 |  | 20162 | -9 | 3.96 | Longitudinal
31 | LE | 104 | Dynamic Strain Gauge - CTL | 2004-08-11 |  | 20158 | 9 | 3.96 | Longitudinal
31 | LE | 105 | Dynamic Strain Gauge - CTL | 2004-08-11 |  | 20160 | 9 | 3.96 | Longitudinal
31 | LE | 106 | Dynamic Strain Gauge - CTL | 2004-08-11 |  | 20162 | 9 | 3.96 | Longitudinal
31 | NP | 1 | Neutron Probe | 1993-01-01 | 2007-11-17 | 20048.03 | -5.95 | 0
31 | OS | 1 | MnROAD Open Stand Pipe | 1992-08-11 |  | 20058.26 | -22.19 | 180
31 | OS | 101 | MnROAD Open Stand Pipe | 2004-08-11 |  | 20160 | 0 | 168
31 | RP | 1 | Resistivity Probe | 1993-01-01 | 2007-11-17 | 20046.24 | -9.59 | 12
31 | TC | 1 | MnROAD Thermal Couple Tree - Omega | 1993-08-02 |  | 20045.61 | -9.61 | 1.08
31 | TC | 2 | MnROAD Thermal Couple Tree - Omega | 1993-08-02 |  | 20045.61 | -9.61 | 3.6
31 | TC | 3 | MnROAD Thermal Couple Tree - Omega | 1993-08-02 |  | 20045.61 | -9.61 | 6
31 | TC | 4 | MnROAD Thermal Couple Tree - Omega | 1993-08-02 |  | 20045.61 | -9.61 | 12
31 | TC | 5 | MnROAD Thermal Couple Tree - Omega | 1993-08-02 |  | 20045.61 | -9.61 | 18
31 | TC | 6 | MnROAD Thermal Couple Tree - Omega | 1993-08-02 |  | 20045.61 | -9.61 | 24
31 | TC | 7 | MnROAD Thermal Couple Tree - Omega | 1993-08-02 |  | 20045.61 | -9.61 | 36
31 | TC | 8 | MnROAD Thermal Couple Tree - Omega | 1993-08-02 |  | 20045.61 | -9.61 | 48
31 | TC | 9 | MnROAD Thermal Couple Tree - Omega | 1993-08-02 |  | 20045.61 | -9.61 | 60
31 | TC | 10 | MnROAD Thermal Couple Tree - Omega | 1993-08-02 | 2007-11-17 | 20045.61 | -9.61 | 96
31 | TC | 101 | MnROAD Thermal Couple Tree - Omega | 2004-08-11 |  | 20135 | -6 | 0.48
31 | TC | 102 | MnROAD Thermal Couple Tree - Omega | 2004-08-11 |  | 20135 | -6 | 0.96
31 | TC | 103 | MnROAD Thermal Couple Tree - Omega | 2004-08-11 |  | 20135 | -6 | 1.56
31 | TC | 104 | MnROAD Thermal Couple Tree - Omega | 2004-08-11 |  | 20135 | -6 | 2.04
31 | TC | 105 | MnROAD Thermal Couple Tree - Omega | 2004-08-11 |  | 20135 | -6 | 2.52
31 | TC | 106 | MnROAD Thermal Couple Tree - Omega | 2004-08-11 |  | 20135 | -6 | 3
31 | TC | 107 | MnROAD Thermal Couple Tree - Omega | 2004-08-11 |  | 20135 | -6 | 3.48
31 | TC | 108 | MnROAD Thermal Couple Tree - Omega | 2004-08-11 |  | 20135 | -6 | 3.96
31 | TC | 109 | MnROAD Thermal Couple Tree - Omega | 2004-08-11 |  | 20135 | -6 | 6
31 | TC | 110 | MnROAD Thermal Couple Tree - Omega | 2004-08-11 |  | 20135 | -6 | 12
31 | TC | 111 | MnROAD Thermal Couple Tree - Omega | 2004-08-11 |  | 20135 | -6 | 18
31 | TC | 112 | MnROAD Thermal Couple Tree - Omega | 2004-08-11 |  | 20135 | -6 | 24
31 | TC | 113 | MnROAD Thermal Couple Tree - Omega | 2004-08-11 |  | 20135 | -6 | 30
31 | TC | 114 | MnROAD Thermal Couple Tree - Omega | 2004-08-11 |  | 20135 | -6 | 36
31 | TC | 115 | MnROAD Thermal Couple Tree - Omega | 2004-08-11 |  | 20135 | -6 | 42
31 | TC | 116 | MnROAD Thermal Couple Tree - Omega | 2004-08-11 |  | 20135 | -6 | 48
31 | TD | 1 | Time Domain Reflectometer | 1993-08-02 |  | 20048.14 | -9.66 | 12.72
31 | TD | 2 | Time Domain Reflectometer | 1993-08-02 |  | 20048.14 | -9.66 | 18.24
31 | TD | 3 | Time Domain Reflectometer | 1993-08-02 |  | 20048.14 | -9.66 | 24.24
31 | TD | 4 | Time Domain Reflectometer | 1993-08-02 |  | 20048.14 | -9.66 | 36.96
31 | TD | 5 | Time Domain Reflectometer | 1993-08-02 |  | 20048.14 | -9.66 | 48.72
31 | TD | 6 | Time Domain Reflectometer | 1993-08-02 |  | 20048.14 | -9.66 | 60.24
31 | TD | 7 | Time Domain Reflectometer | 1993-08-02 |  | 20048.14 | -9.66 | 94.2
31 | TE | 1 | Bituminous Transverse Embedment Strain Gauge | 1993-01-01 | 2007-11-17 | 20039.95 | -10.46 | 2.64
31 | TE | 2 | Bituminous Transverse Embedment Strain Gauge | 1993-01-01 | 2007-11-17 | 20039.98 | -9.54 | 2.88
31 | TE | 3 | Bituminous Transverse Embedment Strain Gauge | 1993-01-01 | 2007-11-17 | 20040.03 | -8.54 | 2.88
31 | TE | 4 | Bituminous Transverse Embedment Strain Gauge | 1993-01-01 | 2007-11-17 | 20040.03 | 8.53 | 3
31 | TE | 5 | Bituminous Transverse Embedment Strain Gauge | 1993-01-01 | 2007-11-17 | 20040 | 9.46 | 2.64
31 | TE | 6 | Bituminous Transverse Embedment Strain Gauge | 1993-01-01 | 2007-11-17 | 20039.99 | 10.46 | 2.4
31 | WM | 1 | Water Mark - Irrometer | 1993-08-02 |  | 20048.14 | -9.66 | 12.72
31 | WM | 2 | Water Mark - Irrometer | 1993-08-02 |  | 20048.14 | -9.66 | 18.24
31 | WM | 3 | Water Mark - Irrometer | 1993-08-02 |  | 20048.14 | -9.66 | 24.24
31 | WM | 4 | Water Mark - Irrometer | 1993-08-02 |  | 20048.14 | -9.66 | 36.96
31 | WM | 5 | Water Mark - Irrometer | 1993-08-02 |  | 20048.14 | -9.66 | 48.72
31 | WM | 6 | Water Mark - Irrometer | 1993-08-02 |  | 20048.14 | -9.66 | 60.24
31 | WM | 7 | Water Mark - Irrometer | 1993-08-02 |  | 20048.14 | -9.66 | 94.2
32 | CE | 101 | Dynamic Strain - Tokyo Sokki (PML-60) | 2000-06-16 |  | 20640.6 | 3.39 | 2.16 | Transverse
32 | CE | 102 | Dynamic Strain - Tokyo Sokki (PML-60) | 2000-06-16 |  | 20640.6 | 3.39 | 5.04 | Transverse
32 | CE | 103 | Dynamic Strain - Tokyo Sokki (PML-60) | 2000-06-16 |  | 20640.7 | 9.43 | 1.8 | Transverse
32 | CE | 104 | Dynamic Strain - Tokyo Sokki (PML-60) | 2000-06-16 |  | 20640.7 | 9.43 | 4.68 | Transverse
32 | CE | 105 | Dynamic Strain - Tokyo Sokki (PML-60) | 2000-06-16 |  | 20645 | 9.28 | 2.16 | Transverse
32 | CE | 106 | Dynamic Strain - Tokyo Sokki (PML-60) | 2000-06-16 |  | 20645 | 9.28 | 5.04 | Transverse
32 | CE | 107 | Dynamic Strain - Tokyo Sokki (PML-60) | 2000-06-16 |  | 20645 | 11.28 | 1.68 | Longitudinal
32 | CE | 108 | Dynamic Strain - Tokyo Sokki (PML-60) | 2000-06-16 |  | 20645 | 11.28 | 2.64 | Longitudinal
32 | CE | 109 | Dynamic Strain - Tokyo Sokki (PML-60) | 2000-06-16 |  | 20649.4 | 3.38 | 2.04 | Transverse
32 | CE | 110 | Dynamic Strain - Tokyo Sokki (PML-60) | 2000-06-16 |  | 20649.4 | 3.38 | 5.04 | Transverse
32 | CE | 111 | Dynamic Strain - Tokyo Sokki (PML-60) | 2000-06-16 |  | 20649.6 | 9.45 | 1.68 | Transverse
32 | CE | 112 | Dynamic Strain - Tokyo Sokki (PML-60) | 2000-06-16 |  | 20649.6 | 9.45 | 4.68 | Transverse
32 | CE | 113 | Dynamic Strain - Tokyo Sokki (PML-60) | 2000-06-16 |  | 20648 | 9.88 | 1.56 | 45 Degrees
32 | CE | 114 | Dynamic Strain - Tokyo Sokki (PML-60) | 2000-06-16 |  | 20648 | 9.88 | 4.44 | 45 Degrees
32 | CE | 115 | Dynamic Strain - Tokyo Sokki (PML-60) | 2000-06-16 |  | 20648.8 | 10.63 | 1.68 | 45 Degrees
32 | CE | 116 | Dynamic Strain - Tokyo Sokki (PML-60) | 2000-06-16 |  | 20648.8 | 10.63 | 4.56 | 45 Degrees
32 | CE | 117 | Dynamic Strain - Tokyo Sokki (PML-60) | 2000-06-16 |  | 20649.5 | 11.27 | 1.8 | 45 Degrees
32 | CE | 118 | Dynamic Strain - Tokyo Sokki (PML-60) | 2000-06-16 |  | 20649.5 | 11.27 | 4.08 | 45 Degrees
32 | CE | 119 | Dynamic Strain - Tokyo Sokki (PML-60) | 2000-06-16 |  | 20640.6 | -3.52 | 2.16 | Transverse
32 | CE | 120 | Dynamic Strain - Tokyo Sokki (PML-60) | 2000-06-16 |  | 20640.6 | -3.52 | 5.04 | Transverse
32 | CE | 121 | Dynamic Strain - Tokyo Sokki (PML-60) | 2000-06-16 |  | 20640.6 | -9.45 | 2.16 | Transverse
32 | CE | 122 | Dynamic Strain - Tokyo Sokki (PML-60) | 2000-06-16 |  | 20640.6 | -9.45 | 4.8 | Transverse
32 | CE | 123 | Dynamic Strain - Tokyo Sokki (PML-60) | 2000-06-16 |  | 20645.1 | -9.48 | 1.8 | Transverse
32 | CE | 124 | Dynamic Strain - Tokyo Sokki (PML-60) | 2000-06-16 |  | 20645.1 | -9.48 | 4.56 | Transverse
32 | CE | 125 | Dynamic Strain - Tokyo Sokki (PML-60) | 2000-06-16 |  | 20645 | -11.45 | 1.92 | Longitudinal
32 | CE | 126 | Dynamic Strain - Tokyo Sokki (PML-60) | 2000-06-16 |  | 20645 | -11.45 | 4.92 | Longitudinal
32 | CE | 127 | Dynamic Strain - Tokyo Sokki (PML-60) | 2000-06-16 |  | 20649.4 | -3.4 | 1.92 | Transverse
32 | CE | 128 | Dynamic Strain - Tokyo Sokki (PML-60) | 2000-06-16 |  | 20649.4 | -3.4 | 5.52 | Transverse
32 | CE | 129 | Dynamic Strain - Tokyo Sokki (PML-60) | 2000-06-16 |  | 20649.6 | -9.48 | 1.8 | Transverse
32 | CE | 130 | Dynamic Strain - Tokyo Sokki (PML-60) | 2000-06-16 |  | 20649.6 | -9.48 | 4.8 | Transverse
32 | CE | 131 | Dynamic Strain - Tokyo Sokki (PML-60) | 2000-06-16 |  | 20641.9 | -10.2 | 1.92 | 45 Degrees
32 | CE | 132 | Dynamic Strain - Tokyo Sokki (PML-60) | 2000-06-16 |  | 20641.9 | -10.2 | 4.44 | 45 Degrees
32 | CE | 133 | Dynamic Strain - Tokyo Sokki (PML-60) | 2000-06-16 |  | 20641.2 | -11 | 1.92 | 45 Degrees
32 | CE | 134 | Dynamic Strain - Tokyo Sokki (PML-60) | 2000-06-16 |  | 20641.2 | -11 | 4.56 | 45 Degrees
32 | CE | 135 | Dynamic Strain - Tokyo Sokki (PML-60) | 2000-06-16 |  | 20640.7 | -11.47 | 2.04 | 45 Degrees
32 | CE | 136 | Dynamic Strain - Tokyo Sokki (PML-60) | 2000-06-16 |  | 20640.7 | -11.47 | 4.8 | 45 Degrees
32 | CE | 137 | Dynamic Strain - Tokyo Sokki (PML-60) | 2000-06-16 |  | 20645 | 11.28 | 4.92 | Longitudinal
32 | CE | 138 | Dynamic Strain - Tokyo Sokki (PML-60) | 2000-06-16 |  | 20645 | 6 | 0.36 | Transverse
32 | CE | 139 | Dynamic Strain - Tokyo Sokki (PML-60) | 2000-06-16 |  | 20645 | 11.33 | 0.36 | Longitudinal
32 | CE | 140 | Dynamic Strain - Tokyo Sokki (PML-60) | 2000-06-16 |  | 20649.6 | -9.48 | 0.24 | Transverse
32 | FW | 101 | Concrete Vibrating Wire Strain Gauge [low modulus] (frequency) | 2000-06-16 |  | 20625.1 | 6 | 1.68 | Longitudinal
32 | FW | 102 | Concrete Vibrating Wire Strain Gauge [low modulus] (frequency) | 2000-06-16 |  | 20625.1 | 6 | 4.08 | Longitudinal
32 | FW | 103 | Concrete Vibrating Wire Strain Gauge [low modulus] (frequency) | 2000-06-16 |  | 20624.8 | 6.4 | 1.68 | Transverse
32 | FW | 104 | Concrete Vibrating Wire Strain Gauge [low modulus] (frequency) | 2000-06-16 |  | 20624.8 | 6.4 | 3.72 | Transverse
32 | FW | 105 | Concrete Vibrating Wire Strain Gauge [low modulus] (frequency) | 2000-06-16 |  | 20629.7 | 6 | 1.68 | Transverse
32 | FW | 106 | Concrete Vibrating Wire Strain Gauge [low modulus] (frequency) | 2000-06-16 |  | 20620.6 | 11.55 | 1.44 | 45 Degrees
32 | FW | 107 | Concrete Vibrating Wire Strain Gauge [low modulus] (frequency) | 2000-06-16 |  | 20620.6 | 11.55 | 3.72 | 45 Degrees
32 | FW | 108 | Concrete Vibrating Wire Strain Gauge [low modulus] (frequency) | 2000-06-16 |  | 20630.6 | 11.46 | 1.32 | 45 Degrees
32 | FW | 109 | Concrete Vibrating Wire Strain Gauge [low modulus] (frequency) | 2000-06-16 |  | 20630.6 | 11.46 | 2.88 | 45 Degrees
32 | FW | 110 | Concrete Vibrating Wire Strain Gauge [low modulus] (frequency) | 2000-06-16 |  | 20644.1 | 11.49 | 0.84 | Longitudinal
32 | FW | 111 | Concrete Vibrating Wire Strain Gauge [low modulus] (frequency) | 2000-06-16 |  | 20639.5 | 6.05 | 1.68 | Transverse
32 | FW | 112 | Concrete Vibrating Wire Strain Gauge [low modulus] (frequency) | 2000-06-16 |  | 20639.5 | 6.05 | 3.84 | Transverse
32 | FW | 113 | Concrete Vibrating Wire Strain Gauge [low modulus] (frequency) | 2000-06-16 |  | 20635.1 | 6 | 1.8 | 45 Degrees
32 | FW | 114 | Concrete Vibrating Wire Strain Gauge [low modulus] (frequency) | 2000-06-16 |  | 20635.1 | 6 | 3.84 | 45 Degrees
32 | FW | 115 | Concrete Vibrating Wire Strain Gauge [low modulus] (frequency) | 2000-06-16 |  | 20635.1 | 11.38 | 1.56 | Longitudinal
32 | FW | 116 | Concrete Vibrating Wire Strain Gauge [low modulus] (frequency) | 2000-06-16 |  | 20635.1 | 11.38 | 3.72 | Longitudinal
32 | HC | 101 | Horizonal Clip Gauge - Tokyo Sokki (PI-5S-50/150) | 2000-06-16 |  | 20630 | -2 | 2.52 | Longitudinal
32 | HC | 102 | Horizonal Clip Gauge - Tokyo Sokki (PI-5S-50/150) | 2000-06-16 |  | 20630 | -10 | 2.52 | Longitudinal
32 | HC | 103 | Horizonal Clip Gauge - Tokyo Sokki (PI-5S-50/150) | 2000-06-16 |  | 20640 | -2 | 2.52 | Longitudinal
32 | HC | 104 | Horizonal Clip Gauge - Tokyo Sokki (PI-5S-50/150) | 2000-06-16 |  | 20640 | -10 | 2.52 | Longitudinal
32 | LA | 101 | Steel rod reference point | 2010-07-26 |  | 20645 | 13 | 0
32 | LA | 102 | Steel rod reference point | 2010-07-26 |  | 20650 | 13 | 0
32 | MM | 101 | Concrete Embedment Strain Gauge | 2000-06-16 |  | 20620.5 | -9.65 | 2.04 | Transverse
32 | MM | 102 | Concrete Embedment Strain Gauge | 2000-06-16 |  | 20620.5 | -9.65 | 4.92 | Transverse
32 | MM | 103 | Concrete Embedment Strain Gauge | 2000-06-16 |  | 20625.1 | -9.64 | 2.04 | Transverse
32 | MM | 104 | Concrete Embedment Strain Gauge | 2000-06-16 |  | 20625.1 | -9.64 | 4.8 | Longitudinal
32 | MM | 105 | Concrete Embedment Strain Gauge | 2000-06-16 |  | 20625 | -11.53 | 2.04 | Longitudinal
32 | MM | 106 | Concrete Embedment Strain Gauge | 2000-06-16 |  | 20625 | -11.53 | 4.56 | Longitudinal
32 | MM | 107 | Concrete Embedment Strain Gauge | 2000-06-16 |  | 20629.5 | -9.61 | 2.04 | Transverse
32 | MM | 108 | Concrete Embedment Strain Gauge | 2000-06-16 |  | 20629.5 | -9.61 | 4.56 | Transverse
32 | MP | 101 |  | 2000-06-16 |  | 20629.5 | 11.51 | 3.48
32 | MP | 102 |  | 2000-06-16 |  | 20629.8 | 11.44 | 4.2
32 | MP | 103 |  | 2000-06-16 |  | 20633.8 | 4.22 | 4.08
32 | MP | 104 |  | 2000-06-16 |  | 20633.9 | 4.37 | 4.92
32 | MR | 101 |  | 2000-06-16 |  | 20629.8 | 11.54 | 0.36
32 | MR | 102 |  | 2000-06-16 |  | 20629.6 | 11.59 | 0.96
32 | MR | 103 |  | 2000-06-16 |  | 20629.6 | 11.39 | 2.52
32 | MR | 104 |  | 2000-06-16 |  | 20633.9 | 4.35 | 1.08
32 | MR | 105 |  | 2000-06-16 |  | 20633.9 | 4.53 | 1.56
32 | MR | 106 |  | 2000-06-16 |  | 20633.8 | 4.67 | 3
32 | NP | 1 | Neutron Probe | 1993-01-01 | 2000-06-01 | 20558 | -6 | 0
32 | OS | 1 | MnROAD Open Stand Pipe | 1992-08-11 |  | 20565 | -25 | 180
32 | PG | 101 | Dynamic Normal Pressure Gauge - Geokon 3500 | 2000-06-16 |  | 20651.7 | 10.93 | 4.92
32 | PK | 1 | Dynamic Pressure Gauge | 1993-01-01 | 2000-06-01 | 20551.96 | -8.49 | 12.6
32 | PK | 2 | Dynamic Pressure Gauge | 1992-08-11 |  | 20551.97 | -9.5 | 13.08
32 | PK | 3 | Dynamic Pressure Gauge | 1993-01-01 | 2000-06-01 | 20551.98 | -10.48 | 12.24
32 | PK | 4 | Dynamic Pressure Gauge | 1993-01-01 | 2000-06-01 | 20551.98 | 8.46 | 13.2
32 | PK | 5 | Dynamic Pressure Gauge | 1993-01-01 | 2000-06-01 | 20551.98 | 9.5 | 13.08
32 | PK | 6 | Dynamic Pressure Gauge | 1993-01-01 | 2000-06-01 | 20551.96 | 10.51 | 12.96
32 | PT | 101 | Static Normal Pressure - Geokon 4800 | 2000-06-16 |  | 20649 | -11.15 | 5.4
32 | RP | 1 | Resistivity Probe | 1993-01-01 | 2000-06-01 | 20556 | -9.5 | 168
32 | RW | 101 | Concrete Vibrating Wire Strain Gauge [low modulus] (resistance) | 2000-06-16 |  | 20625.1 | 6 | 1.68 | Longitudinal
32 | RW | 102 | Concrete Vibrating Wire Strain Gauge [low modulus] (resistance) | 2000-06-16 |  | 20625.1 | 6 | 4.08 | Longitudinal
32 | RW | 103 | Concrete Vibrating Wire Strain Gauge [low modulus] (resistance) | 2000-06-16 |  | 20624.8 | 6.4 | 1.68 | Transverse
32 | RW | 104 | Concrete Vibrating Wire Strain Gauge [low modulus] (resistance) | 2000-06-16 |  | 20624.8 | 6.4 | 3.72 | Transverse
32 | RW | 105 | Concrete Vibrating Wire Strain Gauge [low modulus] (resistance) | 2000-06-16 |  | 20629.7 | 6 | 1.68 | Transverse
32 | RW | 106 | Concrete Vibrating Wire Strain Gauge [low modulus] (resistance) | 2000-06-16 |  | 20620.6 | 11.55 | 1.44 | 45 Degrees
32 | RW | 107 | Concrete Vibrating Wire Strain Gauge [low modulus] (resistance) | 2000-06-16 |  | 20620.6 | 11.55 | 3.72 | 45 Degrees
32 | RW | 108 | Concrete Vibrating Wire Strain Gauge [low modulus] (resistance) | 2000-06-16 |  | 20630.6 | 11.46 | 1.32 | 45 Degrees
32 | RW | 109 | Concrete Vibrating Wire Strain Gauge [low modulus] (resistance) | 2000-06-16 |  | 20630.6 | 11.46 | 2.88 | 45 Degrees
32 | RW | 110 | Concrete Vibrating Wire Strain Gauge [low modulus] (resistance) | 2000-06-16 |  | 20644.1 | 11.49 | 0.84 | Longitudinal
32 | RW | 111 | Concrete Vibrating Wire Strain Gauge [low modulus] (resistance) | 2000-06-16 |  | 20639.5 | 6.05 | 1.68 | Transverse
32 | RW | 112 | Concrete Vibrating Wire Strain Gauge [low modulus] (resistance) | 2000-06-16 |  | 20639.5 | 6.05 | 3.84 | Transverse
32 | RW | 113 | Concrete Vibrating Wire Strain Gauge [low modulus] (resistance) | 2000-06-16 |  | 20635.1 | 6 | 1.8 | 45 Degrees
32 | RW | 114 | Concrete Vibrating Wire Strain Gauge [low modulus] (resistance) | 2000-06-16 |  | 20635.1 | 6 | 3.84 | 45 Degrees
32 | RW | 115 | Concrete Vibrating Wire Strain Gauge [low modulus] (resistance) | 2000-06-16 |  | 20635.1 | 11.38 | 1.56 | Longitudinal
32 | RW | 116 | Concrete Vibrating Wire Strain Gauge [low modulus] (resistance) | 2000-06-16 |  | 20635.1 | 11.38 | 3.72 | Longitudinal
32 | TC | 1 | MnROAD Thermal Couple Tree - Omega | 1993-09-01 |  | 20556 | -9.5 | 9.24
32 | TC | 2 | MnROAD Thermal Couple Tree - Omega | 1992-08-11 |  | 20556 | -9.5 | 12.24
32 | TC | 3 | MnROAD Thermal Couple Tree - Omega | 1992-08-11 |  | 20556 | -9.5 | 18.24
32 | TC | 4 | MnROAD Thermal Couple Tree - Omega | 1992-08-11 |  | 20556 | -9.5 | 24.24
32 | TC | 5 | MnROAD Thermal Couple Tree - Omega | 1992-08-11 |  | 20556 | -9.5 | 30.24
32 | TC | 6 | MnROAD Thermal Couple Tree - Omega | 1992-08-11 |  | 20556 | -9.5 | 42.24
32 | TC | 7 | MnROAD Thermal Couple Tree - Omega | 1992-08-11 |  | 20556 | -9.5 | 54.24
32 | TC | 8 | MnROAD Thermal Couple Tree - Omega | 1992-08-11 |  | 20556 | -9.5 | 66.24
32 | TC | 9 | MnROAD Thermal Couple Tree - Omega | 1992-08-11 |  | 20556 | -9.5 | 102.24
32 | TC | 101 | MnROAD Thermal Couple Tree - Omega | 2000-06-16 |  | 20628.9 | 11.57 | 0.48
32 | TC | 102 | MnROAD Thermal Couple Tree - Omega | 2000-06-16 |  | 20628.9 | 11.57 | 0.96
32 | TC | 103 | MnROAD Thermal Couple Tree - Omega | 2000-06-16 |  | 20628.9 | 11.57 | 1.44
32 | TC | 104 | MnROAD Thermal Couple Tree - Omega | 2000-06-16 |  | 20628.9 | 11.57 | 2.52
32 | TC | 105 | MnROAD Thermal Couple Tree - Omega | 2000-06-16 |  | 20628.9 | 11.57 | 3.48
32 | TC | 106 | MnROAD Thermal Couple Tree - Omega | 2000-06-16 |  | 20628.9 | 11.57 | 5.52
32 | TC | 107 | MnROAD Thermal Couple Tree - Omega | 2000-06-16 |  | 20628.9 | 11.57 | 9
32 | TC | 108 | MnROAD Thermal Couple Tree - Omega | 2000-06-16 |  | 20628.9 | 11.57 | 15
32 | TC | 109 | MnROAD Thermal Couple Tree - Omega | 2000-06-16 |  | 20633.9 | 5.84 | 0.84
32 | TC | 110 | MnROAD Thermal Couple Tree - Omega | 2000-06-16 |  | 20633.9 | 5.84 | 0.84
32 | TC | 111 | MnROAD Thermal Couple Tree - Omega | 2000-06-16 |  | 20633.9 | 5.84 | 1.32
32 | TC | 112 | MnROAD Thermal Couple Tree - Omega | 2000-06-16 |  | 20633.9 | 5.84 | 2.4
32 | TC | 113 | MnROAD Thermal Couple Tree - Omega | 2000-06-16 |  | 20633.9 | 5.84 | 3.36
32 | TC | 114 | MnROAD Thermal Couple Tree - Omega | 2000-06-16 |  | 20633.9 | 5.84 | 5.4
32 | TC | 115 | MnROAD Thermal Couple Tree - Omega | 2000-06-16 |  | 20633.9 | 5.84 | 8.88
32 | TC | 116 | MnROAD Thermal Couple Tree - Omega | 2000-06-16 |  | 20633.9 | 5.84 | 14.88
32 | TC | 190 | MnROAD Thermal Couple Tree - Omega | 2000-06-16 |  | 20639.8 | 11.51 | 0.72
32 | TC | 191 | MnROAD Thermal Couple Tree - Omega | 2000-06-16 |  | 20639.8 | 11.51 | 0.96
32 | TC | 192 | MnROAD Thermal Couple Tree - Omega | 2000-06-16 |  | 20639.8 | 11.51 | 1.44
32 | TC | 193 | MnROAD Thermal Couple Tree - Omega | 2000-06-16 |  | 20639.8 | 11.51 | 1.92
32 | TC | 194 | MnROAD Thermal Couple Tree - Omega | 2000-06-16 |  | 20639.8 | 11.51 | 2.52
32 | TC | 195 | MnROAD Thermal Couple Tree - Omega | 2000-06-16 |  | 20639.8 | 11.51 | 3
32 | TC | 196 | MnROAD Thermal Couple Tree - Omega | 2000-06-16 |  | 20639.8 | 11.51 | 3.96
32 | TC | 197 | MnROAD Thermal Couple Tree - Omega | 2000-06-16 |  | 20639.8 | 11.51 | 4.44
32 | TD | 1 | Time Domain Reflectometer | 1993-09-01 |  | 20558 | -9.5 | 9.96
32 | TD | 2 | Time Domain Reflectometer | 1992-08-11 |  | 20558 | -9.5 | 24.96
32 | TD | 3 | Time Domain Reflectometer | 1992-08-11 |  | 20558 | -9.5 | 36.48
32 | TD | 4 | Time Domain Reflectometer | 1992-08-11 |  | 20558 | -9.5 | 48.48
32 | TD | 5 | Time Domain Reflectometer | 1992-08-11 |  | 20558 | -9.5 | 60.48
32 | TD | 6 | Time Domain Reflectometer | 1992-08-11 |  | 20558 | -9.5 | 95.52
32 | TD | 101 | Time Domain Reflectometer | 2000-06-16 |  | 20635 | 9.5 | 5.4
32 | TD | 102 | Time Domain Reflectometer | 2000-06-16 |  | 20635 | 9.5 | 9
32 | TD | 103 | Time Domain Reflectometer | 2000-06-16 |  | 20635 | 9.5 | 14.88
32 | TD | 104 | Time Domain Reflectometer | 2000-06-16 |  | 20635 | 13.5 | 5.64
32 | TD | 105 | Time Domain Reflectometer | 2000-06-16 |  | 20635 | 13.5 | 9
32 | TD | 106 | Time Domain Reflectometer | 2000-06-16 |  | 20635 | 13.5 | 14.88
32 | VW | 101 | Concrete Vibrating Wire Strain Gauge [low modulus] | 2000-06-16 |  | 20625.1 | 6 | 1.68 | Longitudinal
32 | VW | 102 | Concrete Vibrating Wire Strain Gauge [low modulus] | 2000-06-16 |  | 20625.1 | 6 | 4.08 | Longitudinal
32 | VW | 103 | Concrete Vibrating Wire Strain Gauge [low modulus] | 2000-06-16 |  | 20624.8 | 6.4 | 1.68 | Transverse
32 | VW | 104 | Concrete Vibrating Wire Strain Gauge [low modulus] | 2000-06-16 |  | 20624.8 | 6.4 | 3.72 | Transverse
32 | VW | 105 | Concrete Vibrating Wire Strain Gauge [low modulus] | 2000-06-16 |  | 20629.7 | 6 | 1.68 | Transverse
32 | VW | 106 | Concrete Vibrating Wire Strain Gauge [low modulus] | 2000-06-16 |  | 20620.6 | 11.55 | 1.44 | 45 Degrees
32 | VW | 107 | Concrete Vibrating Wire Strain Gauge [low modulus] | 2000-06-16 |  | 20620.6 | 11.55 | 3.72 | 45 Degrees
32 | VW | 108 | Concrete Vibrating Wire Strain Gauge [low modulus] | 2000-06-16 |  | 20630.6 | 11.46 | 1.32 | 45 Degrees
32 | VW | 109 | Concrete Vibrating Wire Strain Gauge [low modulus] | 2000-06-16 |  | 20630.6 | 11.46 | 2.88 | 45 Degrees
32 | VW | 110 | Concrete Vibrating Wire Strain Gauge [low modulus] | 2000-06-16 |  | 20644.1 | 11.49 | 0.84 | Longitudinal
32 | VW | 111 | Concrete Vibrating Wire Strain Gauge [low modulus] | 2000-06-16 |  | 20639.5 | 6.05 | 1.68 | Transverse
32 | VW | 112 | Concrete Vibrating Wire Strain Gauge [low modulus] | 2000-06-16 |  | 20639.5 | 6.05 | 3.84 | Transverse
32 | VW | 113 | Concrete Vibrating Wire Strain Gauge [low modulus] | 2000-06-16 |  | 20635.1 | 6 | 1.8 | 45 Degrees
32 | VW | 114 | Concrete Vibrating Wire Strain Gauge [low modulus] | 2000-06-16 |  | 20635.1 | 6 | 3.84 | 45 Degrees
32 | VW | 115 | Concrete Vibrating Wire Strain Gauge [low modulus] | 2000-06-16 |  | 20635.1 | 11.38 | 1.56 | Longitudinal
32 | VW | 116 | Concrete Vibrating Wire Strain Gauge [low modulus] | 2000-06-16 |  | 20635.1 | 11.38 | 3.72 | Longitudinal
32 | WM | 1 | Water Mark - Irrometer | 1993-09-01 |  | 20558 | -9.5 | 9.96
32 | WM | 2 | Water Mark - Irrometer | 1992-08-11 |  | 20558 | -9.5 | 24.96
32 | WM | 3 | Water Mark - Irrometer | 1992-08-11 |  | 20558 | -9.5 | 36.48
32 | WM | 4 | Water Mark - Irrometer | 1992-08-11 |  | 20558 | -9.5 | 48.48
32 | WM | 5 | Water Mark - Irrometer | 1992-08-11 |  | 20558 | -9.5 | 60.48
32 | WM | 6 | Water Mark - Irrometer | 1992-08-11 |  | 20558 | -9.5 | 95.52
33 | CR | 101 |  | 1999-08-25 | 2007-07-05 | 6416.44 | 0 | 0
33 | DW | 1 | Dynamic Pore Water Pressure Gauge | 1993-01-01 |  | 6539.11 | -9.54 | 11.4
33 | DW | 2 | Dynamic Pore Water Pressure Gauge | 1993-01-01 |  | 6539.11 | -9.54 | 17.4
33 | DW | 3 | Dynamic Pore Water Pressure Gauge | 1993-01-01 |  | 6539.11 | -9.54 | 29.4
33 | DW | 4 | Dynamic Pore Water Pressure Gauge | 1993-01-01 |  | 6539.11 | -9.54 | 41.4
33 | DW | 5 | Dynamic Pore Water Pressure Gauge | 1993-01-01 |  | 6539.11 | -9.54 | 53.4
33 | EC | 201 | Decagon Moisture - 5TE | 2007-09-01 |  | 6517 | 6 | 6.96
33 | EC | 202 | Decagon Moisture - 5TE | 2007-09-01 |  | 6517 | 6 | 15
33 | EC | 203 | Decagon Moisture - 5TE | 2007-09-01 |  | 6517 | 6 | 20.04
33 | EC | 204 | Decagon Moisture - 5TE | 2007-09-01 |  | 6517 | 6 | 24
33 | EC | 205 | Decagon Moisture - 5TE | 2007-09-01 |  | 6517 | 6 | 36
33 | EC | 206 | Decagon Moisture - 5TE | 2007-09-01 |  | 6517 | 6 | 48
33 | EC | 207 | Decagon Moisture - 5TE | 2007-09-01 |  | 6517 | 6 | 60
33 | EC | 208 | Decagon Moisture - 5TE | 2007-09-01 |  | 6517 | 6 | 72
33 | ET | 201 | Decagon Moisture - 5TE (temperature) | 2007-09-01 |  | 6517 | 6 | 6.96
33 | ET | 202 | Decagon Moisture - 5TE (temperature) | 2007-09-01 |  | 6517 | 6 | 15
33 | ET | 203 | Decagon Moisture - 5TE (temperature) | 2007-09-01 |  | 6517 | 6 | 20.04
33 | ET | 204 | Decagon Moisture - 5TE (temperature) | 2007-09-01 |  | 6517 | 6 | 24
33 | ET | 205 | Decagon Moisture - 5TE (temperature) | 2007-09-01 |  | 6517 | 6 | 36
33 | ET | 206 | Decagon Moisture - 5TE (temperature) | 2007-09-01 |  | 6517 | 6 | 48
33 | ET | 207 | Decagon Moisture - 5TE (temperature) | 2007-09-01 |  | 6517 | 6 | 60
33 | ET | 208 | Decagon Moisture - 5TE (temperature) | 2007-09-01 |  | 6517 | 6 | 72
33 | EW | 201 | Decagon Moisture - 5TE (volumetric moisture content) | 2007-09-01 |  | 6517 | 6 | 6.96
33 | EW | 202 | Decagon Moisture - 5TE (volumetric moisture content) | 2007-09-01 |  | 6517 | 6 | 15
33 | EW | 203 | Decagon Moisture - 5TE (volumetric moisture content) | 2007-09-01 |  | 6517 | 6 | 20.04
33 | EW | 204 | Decagon Moisture - 5TE (volumetric moisture content) | 2007-09-01 |  | 6517 | 6 | 24
33 | EW | 205 | Decagon Moisture - 5TE (volumetric moisture content) | 2007-09-01 |  | 6517 | 6 | 36
33 | EW | 206 | Decagon Moisture - 5TE (volumetric moisture content) | 2007-09-01 |  | 6517 | 6 | 48
33 | EW | 207 | Decagon Moisture - 5TE (volumetric moisture content) | 2007-09-01 |  | 6517 | 6 | 60
33 | EW | 208 | Decagon Moisture - 5TE (volumetric moisture content) | 2007-09-01 |  | 6517 | 6 | 72
33 | LE | 101 | Dynamic Strain Gauge - CTL | 1999-08-25 | 2007-07-05 | 6411 | 9.5 | 3.96
33 | LE | 102 | Dynamic Strain Gauge - CTL | 1999-08-25 | 2007-07-05 | 6409 | 9.5 | 3.96
33 | LE | 103 | Dynamic Strain Gauge - CTL | 1999-08-25 | 2007-07-05 | 6407 | 9.5 | 3.96
33 | LE | 104 | Dynamic Strain Gauge - CTL | 1999-08-25 | 2007-07-05 | 6405 | 9.5 | 3.96
33 | LE | 201 | Dynamic Strain Gauge - CTL | 2007-09-01 |  | 6520 | 9.5 | 3.48 | Longitudinal
33 | LE | 202 | Dynamic Strain Gauge - CTL | 2007-09-01 |  | 6518 | 9.5 | 3.48 | Longitudinal
33 | LE | 203 | Dynamic Strain Gauge - CTL | 2007-09-01 |  | 6516 | 9.5 | 3.48 | Longitudinal
33 | NP | 1 | Neutron Probe | 1993-01-01 |  | 6545 | -14 | 0
33 | NP | 2 | Neutron Probe | 1993-01-01 |  | 6545 | -6 | 0
33 | OS | 1 | MnROAD Open Stand Pipe | 1992-08-11 |  | 6535 | -25 | 180
33 | PG | 1 | Dynamic Normal Pressure Gauge - Geokon 3500 | 1993-01-01 |  | 6537.95 | -10.49 | 11.64
33 | PG | 2 | Dynamic Normal Pressure Gauge - Geokon 3500 | 1993-01-01 |  | 6537.39 | -9.46 | 11.4
33 | PG | 3 | Dynamic Normal Pressure Gauge - Geokon 3500 | 1993-01-01 |  | 6538 | -8.43 | 10.8
33 | PG | 4 | Dynamic Normal Pressure Gauge - Geokon 3500 | 1993-01-01 |  | 6537.91 | 10.54 | 12.12
33 | PG | 5 | Dynamic Normal Pressure Gauge - Geokon 3500 | 1993-01-01 |  | 6537.97 | 9.5 | 11.88
33 | PG | 6 | Dynamic Normal Pressure Gauge - Geokon 3500 | 1993-01-01 |  | 6537.95 | 8.51 | 11.52
33 | PG | 101 | Dynamic Normal Pressure Gauge - Geokon 3500 | 1999-08-25 | 2007-07-05 | 6390 | 9.5 | 3.96
33 | PG | 102 | Dynamic Normal Pressure Gauge - Geokon 3500 | 1999-08-25 | 2007-07-05 | 6388 | 9.5 | 3.96
33 | PG | 103 | Dynamic Normal Pressure Gauge - Geokon 3500 | 1999-08-25 | 2007-07-05 | 6386 | 9.5 | 9.96
33 | PG | 104 | Dynamic Normal Pressure Gauge - Geokon 3500 | 1999-08-25 | 2007-07-05 | 6415 | 9.67 | 9.96
33 | PG | 105 | Dynamic Normal Pressure Gauge - Geokon 3500 | 1999-08-25 | 2007-07-05 | 6410 | 9.67 | 15.96
33 | PG | 106 | Dynamic Normal Pressure Gauge - Geokon 3500 | 1999-08-25 | 2007-07-05 | 6405 | 9.42 | 15.96
33 | PG | 201 | Dynamic Normal Pressure Gauge - Geokon 3500 | 2007-09-01 |  | 6537.5 | 10.5 | 15.96
33 | PG | 202 | Dynamic Normal Pressure Gauge - Geokon 3500 | 2007-09-01 |  | 6536.5 | 8.5 | 15.96
33 | PG | 203 | Dynamic Normal Pressure Gauge - Geokon 3500 | 2007-09-01 |  | 6514 | 9.5 | 15.96
33 | PK | 1 | Dynamic Pressure Gauge | 1993-01-01 |  | 6533.95 | -10.54 | 12.24
33 | PK | 2 | Dynamic Pressure Gauge | 1993-01-01 |  | 6534 | -9.57 | 12.36
33 | PK | 3 | Dynamic Pressure Gauge | 1993-01-01 |  | 6534.01 | -8.52 | 12.36
33 | PK | 4 | Dynamic Pressure Gauge | 1993-01-01 |  | 6533.96 | 10.46 | 12
33 | PK | 5 | Dynamic Pressure Gauge | 1993-01-01 |  | 6534.01 | 9.45 | 11.4
33 | PK | 6 | Dynamic Pressure Gauge | 1993-01-01 |  | 6534 | 8.49 | 10.92
33 | PK | 7 | Dynamic Pressure Gauge | 1993-01-01 |  | 6539.55 | -9.19 | 11.28
33 | PK | 101 | Dynamic Pressure Gauge | 1999-08-25 | 2007-07-05 | 6410 | 9.5 | 3.96
33 | PK | 102 | Dynamic Pressure Gauge | 1999-08-25 | 2007-07-05 | 6408 | 9.5 | 3.96
33 | PK | 103 | Dynamic Pressure Gauge | 1999-08-25 | 2007-07-05 | 6406 | 9.5 | 3.96
33 | PL | 1 | Static Pressure Gauge | 1993-01-01 |  | 6537.98 | 2.3 | 47.16
33 | PT | 1 | Static Normal Pressure - Geokon 4800 | 1993-01-01 |  | 6533.97 | -0.01 | 47.76
33 | PT | 2 | Static Normal Pressure - Geokon 4800 | 1993-01-01 |  | 6534.94 | -0.01 | 34.56
33 | PT | 3 | Static Normal Pressure - Geokon 4800 | 1993-01-01 |  | 6537.96 | -0.04 | 22.32
33 | PT | 4 | Static Normal Pressure - Geokon 4800 | 1993-01-01 |  | 6534.04 | -0.01 | 16.92
33 | PT | 5 | Static Normal Pressure - Geokon 4800 | 1993-01-01 |  | 6534.92 | -0.02 | 11.16
33 | PT | 6 | Static Normal Pressure - Geokon 4800 | 1993-01-01 |  | 6546.96 | -0.03 | 11.88
33 | PT | 7 | Static Normal Pressure - Geokon 4800 | 1993-01-01 |  | 6547.12 | 0.04 | 22.8
33 | PT | 8 | Static Normal Pressure - Geokon 4800 | 1993-01-01 |  | 6546.94 | 0 | 34.2
33 | PT | 9 | Static Normal Pressure - Geokon 4800 | 1993-01-01 |  | 6546.95 | -0.01 | 47.04
33 | RP | 1 | Resistivity Probe | 1993-01-01 |  | 6541 | 0 | 12.24
33 | RP | 2 | Resistivity Probe | 1993-01-01 |  | 6541 | -9.5 | 11.4
33 | RP | 3 | Resistivity Probe | 1993-01-01 |  | 6541 | -16 | 11.76
33 | RP | 4 | Resistivity Probe | 1993-01-01 |  | 6541 | -25 | 12.12
33 | SW | 1 | Positive Pore Water Pressure | 1993-01-01 |  | 6534.05 | 1.49 | 47.16
33 | SW | 2 | Positive Pore Water Pressure | 1993-01-01 |  | 6534.98 | 1.51 | 34.68
33 | SW | 3 | Positive Pore Water Pressure | 1993-01-01 |  | 6537.97 | 1.5 | 22.44
33 | SW | 4 | Positive Pore Water Pressure | 1993-01-01 |  | 6534.01 | 1.47 | 16.8
33 | SW | 5 | Positive Pore Water Pressure | 1993-01-01 |  | 6534.98 | 1.95 | 11.76
33 | TC | 1 | MnROAD Thermal Couple Tree - Omega | 1993-01-01 |  | 6541 | -25 | 7.68
33 | TC | 2 | MnROAD Thermal Couple Tree - Omega | 1993-01-01 |  | 6541 | -25 | 13.68
33 | TC | 3 | MnROAD Thermal Couple Tree - Omega | 1993-01-01 |  | 6541 | -25 | 19.68
33 | TC | 4 | MnROAD Thermal Couple Tree - Omega | 1993-01-01 |  | 6541 | -25 | 31.68
33 | TC | 5 | MnROAD Thermal Couple Tree - Omega | 1993-01-01 |  | 6541 | -25 | 43.68
33 | TC | 6 | MnROAD Thermal Couple Tree - Omega | 1993-01-01 |  | 6541 | -25 | 55.68
33 | TC | 7 | MnROAD Thermal Couple Tree - Omega | 1993-01-01 |  | 6541 | -25 | 91.68
33 | TC | 8 | MnROAD Thermal Couple Tree - Omega | 1993-01-01 |  | 6541 | -16 | 8.52
33 | TC | 9 | MnROAD Thermal Couple Tree - Omega | 1993-01-01 |  | 6541 | -16 | 11.52
33 | TC | 10 | MnROAD Thermal Couple Tree - Omega | 1993-01-01 |  | 6541 | -16 | 17.52
33 | TC | 11 | MnROAD Thermal Couple Tree - Omega | 1993-01-01 |  | 6541 | -16 | 23.52
33 | TC | 12 | MnROAD Thermal Couple Tree - Omega | 1993-01-01 |  | 6541 | -16 | 29.52
33 | TC | 13 | MnROAD Thermal Couple Tree - Omega | 1993-01-01 |  | 6541 | -16 | 41.52
33 | TC | 14 | MnROAD Thermal Couple Tree - Omega | 1993-01-01 |  | 6541 | -16 | 53.52
33 | TC | 15 | MnROAD Thermal Couple Tree - Omega | 1993-01-01 |  | 6541 | -16 | 65.52
33 | TC | 16 | MnROAD Thermal Couple Tree - Omega | 1993-01-01 |  | 6541 | -16 | 101.52
33 | TC | 17 | MnROAD Thermal Couple Tree - Omega | 1993-01-01 |  | 6541 | -9.5 | 9.36
33 | TC | 18 | MnROAD Thermal Couple Tree - Omega | 1993-01-01 |  | 6541 | -9.5 | 12.36
33 | TC | 19 | MnROAD Thermal Couple Tree - Omega | 1993-01-01 |  | 6541 | -9.5 | 18.36
33 | TC | 20 | MnROAD Thermal Couple Tree - Omega | 1993-01-01 |  | 6541 | -9.5 | 24.36
33 | TC | 21 | MnROAD Thermal Couple Tree - Omega | 1993-01-01 |  | 6541 | -9.5 | 30.36
33 | TC | 22 | MnROAD Thermal Couple Tree - Omega | 1993-01-01 |  | 6541 | -9.5 | 42.36
33 | TC | 23 | MnROAD Thermal Couple Tree - Omega | 1993-01-01 |  | 6541 | -9.5 | 54.36
33 | TC | 24 | MnROAD Thermal Couple Tree - Omega | 1993-01-01 |  | 6541 | -9.5 | 66.36
33 | TC | 25 | MnROAD Thermal Couple Tree - Omega | 1993-01-01 |  | 6541 | -9.5 | 102.36
33 | TC | 26 | MnROAD Thermal Couple Tree - Omega | 1993-01-01 |  | 6541 | 0 | 7.08
33 | TC | 27 | MnROAD Thermal Couple Tree - Omega | 1993-01-01 |  | 6541 | 0 | 10.08
33 | TC | 28 | MnROAD Thermal Couple Tree - Omega | 1993-01-01 |  | 6541 | 0 | 16.08
33 | TC | 29 | MnROAD Thermal Couple Tree - Omega | 1993-01-01 |  | 6541 | 0 | 22.08
33 | TC | 30 | MnROAD Thermal Couple Tree - Omega | 1993-01-01 |  | 6541 | 0 | 28.08
33 | TC | 31 | MnROAD Thermal Couple Tree - Omega | 1993-01-01 |  | 6541 | 0 | 40.08
33 | TC | 32 | MnROAD Thermal Couple Tree - Omega | 1993-01-01 |  | 6541 | 0 | 52.08
33 | TC | 33 | MnROAD Thermal Couple Tree - Omega | 1993-01-01 |  | 6541 | 0 | 64.08
33 | TC | 34 | MnROAD Thermal Couple Tree - Omega | 1993-01-01 |  | 6541 | 0 | 100.08
33 | TC | 101 | MnROAD Thermal Couple Tree - Omega | 1999-08-25 | 2007-07-05 | 6408 | -6 | 0.96
33 | TC | 102 | MnROAD Thermal Couple Tree - Omega | 1999-08-25 | 2007-07-05 | 6408 | -6 | 3
33 | TC | 104 | MnROAD Thermal Couple Tree - Omega | 1999-08-25 | 2007-07-05 | 6408.08 | -6 | 9.96
33 | TC | 105 | MnROAD Thermal Couple Tree - Omega | 1999-08-25 | 2007-07-05 | 6409.4 | -6 | 15
33 | TC | 106 | MnROAD Thermal Couple Tree - Omega | 1999-08-25 | 2007-07-05 | 6409.4 | -6 | 17.04
33 | TC | 201 | MnROAD Thermal Couple Tree - Omega | 2007-09-01 |  | 6517 | 6 | 0.48
33 | TC | 202 | MnROAD Thermal Couple Tree - Omega | 2007-09-01 |  | 6517 | 6 | 1.56
33 | TC | 203 | MnROAD Thermal Couple Tree - Omega | 2007-09-01 |  | 6517 | 6 | 2.52
33 | TC | 204 | MnROAD Thermal Couple Tree - Omega | 2007-09-01 |  | 6517 | 6 | 3.48
33 | TC | 205 | MnROAD Thermal Couple Tree - Omega | 2007-09-01 |  | 6517 | 6 | 6.96
33 | TC | 206 | MnROAD Thermal Couple Tree - Omega | 2007-09-01 |  | 6517 | 6 | 9
33 | TC | 207 | MnROAD Thermal Couple Tree - Omega | 2007-09-01 |  | 6517 | 6 | 11.04
33 | TC | 208 | MnROAD Thermal Couple Tree - Omega | 2007-09-01 |  | 6517 | 6 | 12.96
33 | TC | 209 | MnROAD Thermal Couple Tree - Omega | 2007-09-01 |  | 6517 | 6 | 15
33 | TC | 210 | MnROAD Thermal Couple Tree - Omega | 2007-09-01 |  | 6517 | 6 | 20.04
33 | TC | 211 | MnROAD Thermal Couple Tree - Omega | 2007-09-01 |  | 6517 | 6 | 24
33 | TC | 212 | MnROAD Thermal Couple Tree - Omega | 2007-09-01 |  | 6517 | 6 | 30
33 | TC | 213 | MnROAD Thermal Couple Tree - Omega | 2007-09-01 |  | 6517 | 6 | 36
33 | TC | 214 | MnROAD Thermal Couple Tree - Omega | 2007-09-01 |  | 6517 | 6 | 48
33 | TC | 215 | MnROAD Thermal Couple Tree - Omega | 2007-09-01 |  | 6517 | 6 | 60
33 | TC | 216 | MnROAD Thermal Couple Tree - Omega | 2007-09-01 |  | 6517 | 6 | 72
33 | TD | 1 | Time Domain Reflectometer | 1993-01-01 |  | 6543 | 0 | 10.32
33 | TD | 2 | Time Domain Reflectometer | 1993-01-01 |  | 6543 | 0 | 18.36
33 | TD | 3 | Time Domain Reflectometer | 1993-01-01 |  | 6543 | 0 | 24.12
33 | TD | 4 | Time Domain Reflectometer | 1993-01-01 |  | 6543 | 0 | 36.84
33 | TD | 5 | Time Domain Reflectometer | 1993-01-01 |  | 6543 | 0 | 48.6
33 | TD | 6 | Time Domain Reflectometer | 1993-01-01 |  | 6543 | 0 | 60.84
33 | TD | 7 | Time Domain Reflectometer | 1993-01-01 |  | 6543 | -9.5 | 9.96
33 | TD | 8 | Time Domain Reflectometer | 1993-01-01 |  | 6543 | -9.5 | 25.2
33 | TD | 9 | Time Domain Reflectometer | 1993-01-01 |  | 6543 | -9.5 | 36.24
33 | TD | 10 | Time Domain Reflectometer | 1993-01-01 |  | 6543 | -9.5 | 48.48
33 | TD | 11 | Time Domain Reflectometer | 1993-01-01 |  | 6543 | -9.5 | 60
33 | TD | 12 | Time Domain Reflectometer | 1993-01-01 |  | 6543 | -9.5 | 96.96
33 | TD | 13 | Time Domain Reflectometer | 1993-01-01 |  | 6543 | -16 | 10.08
33 | TD | 14 | Time Domain Reflectometer | 1993-01-01 |  | 6543 | -16 | 18.12
33 | TD | 15 | Time Domain Reflectometer | 1993-01-01 |  | 6543 | -16 | 25.08
33 | TD | 16 | Time Domain Reflectometer | 1993-01-01 |  | 6543 | -16 | 37.08
33 | TD | 17 | Time Domain Reflectometer | 1993-01-01 |  | 6543 | -16 | 48.6
33 | TD | 18 | Time Domain Reflectometer | 1993-01-01 |  | 6543 | -16 | 60.6
33 | TD | 19 | Time Domain Reflectometer | 1993-01-01 |  | 6543 | -25 | 8.76
33 | TD | 20 | Time Domain Reflectometer | 1993-01-01 |  | 6543 | -25 | 17.28
33 | TD | 21 | Time Domain Reflectometer | 1993-01-01 |  | 6543 | -25 | 23.76
33 | TD | 22 | Time Domain Reflectometer | 1993-01-01 |  | 6543 | -25 | 35.28
33 | TD | 23 | Time Domain Reflectometer | 1993-01-01 |  | 6543 | -25 | 47.28
33 | TD | 24 | Time Domain Reflectometer | 1993-01-01 |  | 6543 | -25 | 59.76
33 | TD | 102 | Time Domain Reflectometer | 1999-08-25 | 2007-07-05 | 6407.04 | -6 | 9.96
33 | TD | 103 | Time Domain Reflectometer | 1999-08-25 | 2007-07-05 | 6407.04 | -6 | 15
33 | TD | 104 | Time Domain Reflectometer | 1999-08-25 | 2007-07-05 | 6408.08 | -6 | 17.04
33 | TD | 105 | Time Domain Reflectometer | 1999-08-25 | 2007-07-05 | 6408.08 | -6 | 24
33 | TE | 201 | Bituminous Transverse Embedment Strain Gauge | 2007-09-01 |  | 6513 | 9.5 | 3.48 | Transverse
33 | TE | 202 | Bituminous Transverse Embedment Strain Gauge | 2007-09-01 |  | 6511 | 9.5 | 3.48 | Transverse
33 | TE | 203 | Bituminous Transverse Embedment Strain Gauge | 2007-09-01 |  | 6509 | 9.5 | 3.48 | Transverse
33 | WM | 1 | Water Mark - Irrometer | 1993-01-01 |  | 6543 | 0 | 10.32
33 | WM | 2 | Water Mark - Irrometer | 1993-01-01 |  | 6543 | 0 | 18.36
33 | WM | 3 | Water Mark - Irrometer | 1993-01-01 |  | 6543 | 0 | 24.12
33 | WM | 4 | Water Mark - Irrometer | 1993-01-01 |  | 6543 | 0 | 36.84
33 | WM | 5 | Water Mark - Irrometer | 1993-01-01 |  | 6543 | 0 | 48.6
33 | WM | 6 | Water Mark - Irrometer | 1993-01-01 |  | 6543 | 0 | 60.84
33 | WM | 7 | Water Mark - Irrometer | 1993-01-01 |  | 6543 | -9.5 | 9.96
33 | WM | 8 | Water Mark - Irrometer | 1993-01-01 |  | 6543 | -9.5 | 25.2
33 | WM | 9 | Water Mark - Irrometer | 1993-01-01 |  | 6543 | -9.5 | 36.24
33 | WM | 10 | Water Mark - Irrometer | 1993-01-01 |  | 6543 | -9.5 | 48.48
33 | WM | 11 | Water Mark - Irrometer | 1993-01-01 |  | 6543 | -9.5 | 60
33 | WM | 12 | Water Mark - Irrometer | 1993-01-01 |  | 6543 | -9.5 | 96.96
33 | WM | 13 | Water Mark - Irrometer | 1993-01-01 |  | 6543 | -16 | 10.08
33 | WM | 14 | Water Mark - Irrometer | 1993-01-01 |  | 6543 | -16 | 18.12
33 | WM | 15 | Water Mark - Irrometer | 1993-01-01 |  | 6543 | -16 | 25.08
33 | WM | 16 | Water Mark - Irrometer | 1993-01-01 |  | 6543 | -16 | 37.08
33 | WM | 17 | Water Mark - Irrometer | 1993-01-01 |  | 6543 | -16 | 48.6
33 | WM | 18 | Water Mark - Irrometer | 1993-01-01 |  | 6543 | -16 | 60.6
33 | WM | 19 | Water Mark - Irrometer | 1993-01-01 |  | 6543 | -25 | 8.76
33 | WM | 20 | Water Mark - Irrometer | 1993-01-01 |  | 6543 | -25 | 17.28
33 | WM | 21 | Water Mark - Irrometer | 1993-01-01 |  | 6543 | -25 | 23.76
33 | WM | 22 | Water Mark - Irrometer | 1993-01-01 |  | 6543 | -25 | 35.28
33 | WM | 23 | Water Mark - Irrometer | 1993-01-01 |  | 6543 | -25 | 47.28
33 | WM | 24 | Water Mark - Irrometer | 1993-01-01 |  | 6543 | -25 | 59.76
33 | XD | 1 | Thermister on a Static Soil Pressure Gauge | 1993-01-01 |  | 6539.11 | -9.54 | 11.4
33 | XD | 2 | Thermister on a Static Soil Pressure Gauge | 1993-01-01 |  | 6539.11 | -9.54 | 17.4
33 | XD | 3 | Thermister on a Static Soil Pressure Gauge | 1993-01-01 |  | 6539.11 | -9.54 | 29.4
33 | XD | 4 | Thermister on a Static Soil Pressure Gauge | 1993-01-01 |  | 6539.11 | -9.54 | 41.4
33 | XD | 5 | Thermister on a Static Soil Pressure Gauge | 1993-01-01 |  | 6539.11 | -9.54 | 53.4
33 | XL | 1 | Thermister placed on a Static Lateral Pressure Gauge | 1993-01-01 |  | 6537.98 | 2.3 | 47.16
33 | XS | 1 | Positive Pore Water Pressure | 1993-01-01 |  | 6534.05 | 1.49 | 47.16
33 | XS | 2 | Positive Pore Water Pressure | 1993-01-01 |  | 6534.98 | 1.51 | 34.68
33 | XS | 3 | Positive Pore Water Pressure | 1993-01-01 |  | 6537.97 | 1.5 | 22.44
33 | XS | 4 | Positive Pore Water Pressure | 1993-01-01 |  | 6534.01 | 1.47 | 16.8
33 | XS | 5 | Positive Pore Water Pressure | 1993-01-01 |  | 6534.98 | 1.95 | 11.76
33 | XT | 1 | Thermister on a Dynamic Soil Pressure Gauge | 1993-01-01 |  | 6533.97 | -0.01 | 47.76
33 | XT | 2 | Thermister on a Dynamic Soil Pressure Gauge | 1993-01-01 |  | 6534.94 | -0.01 | 34.56
33 | XT | 3 | Thermister on a Dynamic Soil Pressure Gauge | 1993-01-01 |  | 6537.96 | -0.04 | 22.32
33 | XT | 4 | Thermister on a Dynamic Soil Pressure Gauge | 1993-01-01 |  | 6534.04 | -0.01 | 16.92
33 | XT | 5 | Thermister on a Dynamic Soil Pressure Gauge | 1993-01-01 |  | 6534.92 | -0.02 | 11.16
33 | XT | 6 | Thermister on a Dynamic Soil Pressure Gauge | 1993-01-01 |  | 6546.96 | -0.03 | 11.88
33 | XT | 7 | Thermister on a Dynamic Soil Pressure Gauge | 1993-01-01 |  | 6547.12 | 0.04 | 22.8
33 | XT | 8 | Thermister on a Dynamic Soil Pressure Gauge | 1993-01-01 |  | 6546.94 | 0 | 34.2
33 | XT | 9 | Thermister on a Dynamic Soil Pressure Gauge | 1993-01-01 |  | 6546.95 | -0.01 | 47.04
34 | CR | 101 |  | 1999-08-25 | 2007-07-05 | 7430.31 | 0 | 0
34 | EC | 201 | Decagon Moisture - 5TE | 2007-09-01 |  | 7198 | 6 | 6.96
34 | EC | 202 | Decagon Moisture - 5TE | 2007-09-01 |  | 7198 | 6 | 15
34 | EC | 203 | Decagon Moisture - 5TE | 2007-09-01 |  | 7198 | 6 | 20.04
34 | EC | 204 | Decagon Moisture - 5TE | 2007-09-01 |  | 7198 | 6 | 24
34 | EC | 205 | Decagon Moisture - 5TE | 2007-09-01 |  | 7198 | 6 | 36
34 | EC | 206 | Decagon Moisture - 5TE | 2007-09-01 |  | 7198 | 6 | 48
34 | EC | 207 | Decagon Moisture - 5TE | 2007-09-01 |  | 7198 | 6 | 60
34 | EC | 208 | Decagon Moisture - 5TE | 2007-09-01 |  | 7198 | 6 | 72
34 | ET | 201 | Decagon Moisture - 5TE (temperature) | 2007-09-01 |  | 7198 | 6 | 6.96
34 | ET | 202 | Decagon Moisture - 5TE (temperature) | 2007-09-01 |  | 7198 | 6 | 15
34 | ET | 203 | Decagon Moisture - 5TE (temperature) | 2007-09-01 |  | 7198 | 6 | 20.04
34 | ET | 204 | Decagon Moisture - 5TE (temperature) | 2007-09-01 |  | 7198 | 6 | 24
34 | ET | 205 | Decagon Moisture - 5TE (temperature) | 2007-09-01 |  | 7198 | 6 | 36
34 | ET | 206 | Decagon Moisture - 5TE (temperature) | 2007-09-01 |  | 7198 | 6 | 48
34 | ET | 207 | Decagon Moisture - 5TE (temperature) | 2007-09-01 |  | 7198 | 6 | 60
34 | ET | 208 | Decagon Moisture - 5TE (temperature) | 2007-09-01 |  | 7198 | 6 | 72
34 | EW | 201 | Decagon Moisture - 5TE (volumetric moisture content) | 2007-09-01 |  | 7198 | 6 | 6.96
34 | EW | 202 | Decagon Moisture - 5TE (volumetric moisture content) | 2007-09-01 |  | 7198 | 6 | 15
34 | EW | 203 | Decagon Moisture - 5TE (volumetric moisture content) | 2007-09-01 |  | 7198 | 6 | 20.04
34 | EW | 204 | Decagon Moisture - 5TE (volumetric moisture content) | 2007-09-01 |  | 7198 | 6 | 24
34 | EW | 205 | Decagon Moisture - 5TE (volumetric moisture content) | 2007-09-01 |  | 7198 | 6 | 36
34 | EW | 206 | Decagon Moisture - 5TE (volumetric moisture content) | 2007-09-01 |  | 7198 | 6 | 48
34 | EW | 207 | Decagon Moisture - 5TE (volumetric moisture content) | 2007-09-01 |  | 7198 | 6 | 60
34 | EW | 208 | Decagon Moisture - 5TE (volumetric moisture content) | 2007-09-01 |  | 7198 | 6 | 72
34 | LE | 101 | Dynamic Strain Gauge - CTL | 1999-08-25 | 2007-07-05 | 7401 | 9.5 | 3.96
34 | LE | 102 | Dynamic Strain Gauge - CTL | 1999-08-25 | 2007-07-05 | 7399 | 9.5 | 3.96
34 | LE | 103 | Dynamic Strain Gauge - CTL | 1999-08-25 | 2007-07-05 | 7397 | 9.5 | 3.96
34 | LE | 104 | Dynamic Strain Gauge - CTL | 1999-08-25 | 2007-07-05 | 7395 | 9.5 | 3.96
34 | LE | 201 | Dynamic Strain Gauge - CTL | 2007-09-01 |  | 7213 | 9.5 | 3.48 | Longitudinal
34 | LE | 202 | Dynamic Strain Gauge - CTL | 2007-09-01 |  | 7211 | 9.5 | 3.48 | Longitudinal
34 | LE | 203 | Dynamic Strain Gauge - CTL | 2007-09-01 |  | 7209 | 9.5 | 3.48 | Longitudinal
34 | NP | 1 | Neutron Probe | 1993-01-01 |  | 7183 | -6 | 0
34 | OS | 1 | MnROAD Open Stand Pipe | 1993-01-01 |  | 7179 | -25 | 180
34 | PG | 201 | Dynamic Normal Pressure Gauge - Geokon 3500 | 2007-09-01 |  | 7216.5 | 9.5 | 15.96
34 | PG | 202 | Dynamic Normal Pressure Gauge - Geokon 3500 | 2007-09-01 |  | 7198.5 | 8.5 | 15.96
34 | PG | 203 | Dynamic Normal Pressure Gauge - Geokon 3500 | 2007-09-01 |  | 7198.5 | 10.5 | 15.96
34 | PK | 1 | Dynamic Pressure Gauge | 1993-01-01 |  | 7177.02 | -10.5 | 12
34 | PK | 2 | Dynamic Pressure Gauge | 1993-01-01 |  | 7176.97 | -9.54 | 12
34 | PK | 3 | Dynamic Pressure Gauge | 1993-01-01 |  | 7177.03 | -8.56 | 12.24
34 | PK | 4 | Dynamic Pressure Gauge | 1993-01-01 |  | 7177.05 | 10.51 | 12.6
34 | PK | 5 | Dynamic Pressure Gauge | 1993-01-01 |  | 7177.01 | 9.52 | 12.36
34 | PK | 6 | Dynamic Pressure Gauge | 1993-01-01 |  | 7177.03 | 8.52 | 12
34 | RE | 101 |  | 1999-08-25 | 2007-07-05 | 7404.97 | -6 | 5.04
34 | RE | 102 |  | 1999-08-25 | 2007-07-05 | 7404.97 | -6 | 9.96
34 | RE | 103 |  | 1999-08-25 | 2007-07-05 | 7404.97 | -6 | 15
34 | RE | 104 |  | 1999-08-25 | 2007-07-05 | 7404.97 | -6 | 17.04
34 | RE | 105 |  | 1999-08-25 | 2007-07-05 | 7404.97 | -6 | 24
34 | RP | 1 | Resistivity Probe | 1993-01-01 |  | 7181 | -9.5 | 168
34 | TC | 1 | MnROAD Thermal Couple Tree - Omega | 1993-01-01 |  | 7181 | -9.5 | 9
34 | TC | 2 | MnROAD Thermal Couple Tree - Omega | 1993-01-01 |  | 7181 | -9.5 | 12
34 | TC | 3 | MnROAD Thermal Couple Tree - Omega | 1993-01-01 |  | 7181 | -9.5 | 18
34 | TC | 4 | MnROAD Thermal Couple Tree - Omega | 1993-01-01 |  | 7181 | -9.5 | 24
34 | TC | 5 | MnROAD Thermal Couple Tree - Omega | 1993-01-01 |  | 7181 | -9.5 | 30
34 | TC | 6 | MnROAD Thermal Couple Tree - Omega | 1993-01-01 |  | 7181 | -9.5 | 42
34 | TC | 7 | MnROAD Thermal Couple Tree - Omega | 1993-01-01 |  | 7181 | -9.5 | 54
34 | TC | 8 | MnROAD Thermal Couple Tree - Omega | 1993-01-01 |  | 7181 | -9.5 | 66
34 | TC | 9 | MnROAD Thermal Couple Tree - Omega | 1993-01-01 |  | 7181 | -9.5 | 102
34 | TC | 101 | MnROAD Thermal Couple Tree - Omega | 1999-08-25 | 2007-07-05 | 7407.35 | -6 | 0.96
34 | TC | 103 | MnROAD Thermal Couple Tree - Omega | 1999-08-25 | 2007-07-05 | 7406.14 | -6 | 5.04
34 | TC | 104 | MnROAD Thermal Couple Tree - Omega | 1999-08-25 | 2007-07-05 | 7406.14 | -6 | 9.96
34 | TC | 105 | MnROAD Thermal Couple Tree - Omega | 1999-08-25 | 2007-07-05 | 7406.14 | -6 | 15
34 | TC | 106 | MnROAD Thermal Couple Tree - Omega | 1999-08-25 | 2007-07-05 | 7401.88 | -6 | 17.04
34 | TC | 107 | MnROAD Thermal Couple Tree - Omega | 1999-08-25 | 2007-07-05 | 7401.88 | -6 | 24
34 | TC | 108 | MnROAD Thermal Couple Tree - Omega | 1999-08-25 | 2007-07-05 | 7401.88 | -6 | 30
34 | TC | 109 | MnROAD Thermal Couple Tree - Omega | 1999-08-25 | 2007-07-05 | 7401.88 | -6 | 36
34 | TC | 110 | MnROAD Thermal Couple Tree - Omega | 1999-08-25 | 2007-07-05 | 7401.88 | -6 | 42
34 | TC | 111 | MnROAD Thermal Couple Tree - Omega | 1999-08-25 | 2007-07-05 | 7401.88 | -6 | 48
34 | TC | 112 | MnROAD Thermal Couple Tree - Omega | 1999-08-25 | 2007-07-05 | 7401.88 | -6 | 54
34 | TC | 113 | MnROAD Thermal Couple Tree - Omega | 1999-08-25 | 2007-07-05 | 7401.88 | -6 | 60
34 | TC | 114 | MnROAD Thermal Couple Tree - Omega | 1999-08-25 | 2007-07-05 | 7401.88 | -6 | 66
34 | TC | 115 | MnROAD Thermal Couple Tree - Omega | 1999-08-25 | 2007-07-05 | 7401.88 | -6 | 72
34 | TC | 116 | MnROAD Thermal Couple Tree - Omega | 1999-08-25 | 2007-07-05 | 7401.88 | -6 | 78
34 | TC | 117 | MnROAD Thermal Couple Tree - Omega | 1999-08-25 | 2007-07-05 | 7401.88 | -6 | 84
34 | TC | 201 | MnROAD Thermal Couple Tree - Omega | 2007-09-01 |  | 7198 | 6 | 0.48
34 | TC | 202 | MnROAD Thermal Couple Tree - Omega | 2007-09-01 |  | 7198 | 6 | 1.56
34 | TC | 203 | MnROAD Thermal Couple Tree - Omega | 2007-09-01 |  | 7198 | 6 | 2.52
34 | TC | 204 | MnROAD Thermal Couple Tree - Omega | 2007-09-01 |  | 7198 | 6 | 3.48
34 | TC | 205 | MnROAD Thermal Couple Tree - Omega | 2007-09-01 |  | 7198 | 6 | 6.96
34 | TC | 206 | MnROAD Thermal Couple Tree - Omega | 2007-09-01 |  | 7198 | 6 | 9
34 | TC | 207 | MnROAD Thermal Couple Tree - Omega | 2007-09-01 |  | 7198 | 6 | 11.04
34 | TC | 208 | MnROAD Thermal Couple Tree - Omega | 2007-09-01 |  | 7198 | 6 | 12.96
34 | TC | 209 | MnROAD Thermal Couple Tree - Omega | 2007-09-01 |  | 7198 | 6 | 15
34 | TC | 210 | MnROAD Thermal Couple Tree - Omega | 2007-09-01 |  | 7198 | 6 | 20.04
34 | TC | 211 | MnROAD Thermal Couple Tree - Omega | 2007-09-01 |  | 7198 | 6 | 24
34 | TC | 212 | MnROAD Thermal Couple Tree - Omega | 2007-09-01 |  | 7198 | 6 | 30
34 | TC | 213 | MnROAD Thermal Couple Tree - Omega | 2007-09-01 |  | 7198 | 6 | 36
34 | TC | 214 | MnROAD Thermal Couple Tree - Omega | 2007-09-01 |  | 7198 | 6 | 48
34 | TC | 215 | MnROAD Thermal Couple Tree - Omega | 2007-09-01 |  | 7198 | 6 | 60
34 | TC | 216 | MnROAD Thermal Couple Tree - Omega | 2007-09-01 |  | 7198 | 6 | 72
34 | TD | 1 | Time Domain Reflectometer | 1993-01-01 |  | 7183 | -9.5 | 9.36
34 | TD | 2 | Time Domain Reflectometer | 1993-01-01 |  | 7183 | -9.5 | 17.64
34 | TD | 3 | Time Domain Reflectometer | 1993-01-01 |  | 7183 | -9.5 | 24.6
34 | TD | 4 | Time Domain Reflectometer | 1993-01-01 |  | 7183 | -9.5 | 36.6
34 | TD | 5 | Time Domain Reflectometer | 1993-01-01 |  | 7183 | -9.5 | 47.64
34 | TD | 6 | Time Domain Reflectometer | 1993-01-01 |  | 7183 | -9.5 | 84.12
34 | TD | 101 | Time Domain Reflectometer | 1999-08-25 | 2007-07-05 | 7406.19 | -6 | 5.04
34 | TD | 102 | Time Domain Reflectometer | 1999-08-25 | 2007-07-05 | 7406.19 | -6 | 9.96
34 | TD | 103 | Time Domain Reflectometer | 1999-08-25 | 2007-07-05 | 7406.19 | -6 | 15
34 | TD | 104 | Time Domain Reflectometer | 1999-08-25 | 2007-07-05 | 7404 | -6 | 17.04
34 | TD | 105 | Time Domain Reflectometer | 1999-08-25 | 2007-07-05 | 7404 | -6 | 24
34 | TE | 201 | Bituminous Transverse Embedment Strain Gauge | 2007-09-01 |  | 7222 | 9.5 | 3.48 | Transverse
34 | TE | 202 | Bituminous Transverse Embedment Strain Gauge | 2007-09-01 |  | 7220 | 9.5 | 3.48 | Transverse
34 | TE | 203 | Bituminous Transverse Embedment Strain Gauge | 2007-09-01 |  | 7218 | 9.5 | 3.48 | Transverse
34 | WM | 1 | Water Mark - Irrometer | 1993-01-01 |  | 7183 | -9.5 | 9.36
34 | WM | 2 | Water Mark - Irrometer | 1993-01-01 |  | 7183 | -9.5 | 17.64
34 | WM | 3 | Water Mark - Irrometer | 1993-01-01 |  | 7183 | -9.5 | 24.6
34 | WM | 4 | Water Mark - Irrometer | 1993-01-01 |  | 7183 | -9.5 | 36.6
34 | WM | 5 | Water Mark - Irrometer | 1993-01-01 |  | 7183 | -9.5 | 47.64
34 | WM | 6 | Water Mark - Irrometer | 1993-01-01 |  | 7183 | -9.5 | 84.12
34 | WM | 101 | Water Mark - Irrometer | 1999-08-25 | 2007-07-05 | 7406.19 | -6 | 5.04
34 | WM | 102 | Water Mark - Irrometer | 1999-08-25 | 2007-07-05 | 7406.19 | -6 | 9.96
34 | WM | 103 | Water Mark - Irrometer | 1999-08-25 | 2007-07-05 | 7406.19 | -6 | 15
34 | WM | 104 | Water Mark - Irrometer | 1999-08-25 | 2007-07-05 | 7402.19 | -6 | 17.04
34 | WM | 105 | Water Mark - Irrometer | 1999-08-25 | 2007-07-05 | 7402.19 | -6 | 24
34 | WM | 106 | Water Mark - Irrometer | 1999-08-25 | 2007-07-05 | 7402.19 | -6 | 30
34 | WM | 107 | Water Mark - Irrometer | 1999-08-25 | 2007-07-05 | 7402.19 | -6 | 36
34 | WM | 108 | Water Mark - Irrometer | 1999-08-25 | 2007-07-05 | 7402.19 | -6 | 42
34 | WM | 109 | Water Mark - Irrometer | 1999-08-25 | 2007-07-05 | 7402.19 | -6 | 48
34 | WM | 110 | Water Mark - Irrometer | 1999-08-25 | 2007-07-05 | 7402.19 | -6 | 54
34 | WM | 111 | Water Mark - Irrometer | 1999-08-25 | 2007-07-05 | 7402.19 | -6 | 60
34 | WM | 112 | Water Mark - Irrometer | 1999-08-25 | 2007-07-05 | 7402.19 | -6 | 66
34 | WM | 113 | Water Mark - Irrometer | 1999-08-25 | 2007-07-05 | 7402.19 | -6 | 72
34 | WM | 114 | Water Mark - Irrometer | 1999-08-25 | 2007-07-05 | 7402.19 | -6 | 78
34 | WM | 115 | Water Mark - Irrometer | 1999-08-25 | 2007-07-05 | 7402.19 | -6 | 84
35 | CR | 101 |  | 1999-08-25 | 2007-07-05 | 7536.68 | 0 | 0
35 | EC | 201 | Decagon Moisture - 5TE | 2007-09-01 |  | 7719 | 6 | 6.96
35 | EC | 202 | Decagon Moisture - 5TE | 2007-09-01 |  | 7719 | 6 | 15
35 | EC | 203 | Decagon Moisture - 5TE | 2007-09-01 |  | 7719 | 6 | 20.04
35 | EC | 204 | Decagon Moisture - 5TE | 2007-09-01 |  | 7719 | 6 | 24
35 | EC | 205 | Decagon Moisture - 5TE | 2007-09-01 |  | 7719 | 6 | 36
35 | EC | 206 | Decagon Moisture - 5TE | 2007-09-01 |  | 7719 | 6 | 48
35 | EC | 207 | Decagon Moisture - 5TE | 2007-09-01 |  | 7719 | 6 | 60
35 | EC | 208 | Decagon Moisture - 5TE | 2007-09-01 |  | 7719 | 6 | 72
35 | ET | 201 | Decagon Moisture - 5TE (temperature) | 2007-09-01 |  | 7719 | 6 | 6.96
35 | ET | 202 | Decagon Moisture - 5TE (temperature) | 2007-09-01 |  | 7719 | 6 | 15
35 | ET | 203 | Decagon Moisture - 5TE (temperature) | 2007-09-01 |  | 7719 | 6 | 20.04
35 | ET | 204 | Decagon Moisture - 5TE (temperature) | 2007-09-01 |  | 7719 | 6 | 24
35 | ET | 205 | Decagon Moisture - 5TE (temperature) | 2007-09-01 |  | 7719 | 6 | 36
35 | ET | 206 | Decagon Moisture - 5TE (temperature) | 2007-09-01 |  | 7719 | 6 | 48
35 | ET | 207 | Decagon Moisture - 5TE (temperature) | 2007-09-01 |  | 7719 | 6 | 60
35 | ET | 208 | Decagon Moisture - 5TE (temperature) | 2007-09-01 |  | 7719 | 6 | 72
35 | EW | 201 | Decagon Moisture - 5TE (volumetric moisture content) | 2007-09-01 |  | 7719 | 6 | 6.96
35 | EW | 202 | Decagon Moisture - 5TE (volumetric moisture content) | 2007-09-01 |  | 7719 | 6 | 15
35 | EW | 203 | Decagon Moisture - 5TE (volumetric moisture content) | 2007-09-01 |  | 7719 | 6 | 20.04
35 | EW | 204 | Decagon Moisture - 5TE (volumetric moisture content) | 2007-09-01 |  | 7719 | 6 | 24
35 | EW | 205 | Decagon Moisture - 5TE (volumetric moisture content) | 2007-09-01 |  | 7719 | 6 | 36
35 | EW | 206 | Decagon Moisture - 5TE (volumetric moisture content) | 2007-09-01 |  | 7719 | 6 | 48
35 | EW | 207 | Decagon Moisture - 5TE (volumetric moisture content) | 2007-09-01 |  | 7719 | 6 | 60
35 | EW | 208 | Decagon Moisture - 5TE (volumetric moisture content) | 2007-09-01 |  | 7719 | 6 | 72
35 | LE | 101 | Dynamic Strain Gauge - CTL | 1999-08-25 | 2007-07-05 | 7535 | 9.5 | 3.96
35 | LE | 102 | Dynamic Strain Gauge - CTL | 1999-08-25 | 2007-07-05 | 7537 | 9.5 | 3.96
35 | LE | 103 | Dynamic Strain Gauge - CTL | 1999-08-25 | 2007-07-05 | 7539 | 9.5 | 3.96
35 | LE | 104 | Dynamic Strain Gauge - CTL | 1999-08-25 | 2007-07-05 | 7541 | 9.5 | 3.96
35 | LE | 201 | Dynamic Strain Gauge - CTL | 2007-09-01 |  | 7700 | 9.5 | 3.48 | Longitudinal
35 | LE | 202 | Dynamic Strain Gauge - CTL | 2007-09-01 |  | 7698 | 9.5 | 3.48 | Longitudinal
35 | LE | 203 | Dynamic Strain Gauge - CTL | 2007-09-01 |  | 7696 | 9.5 | 3.48 | Longitudinal
35 | NP | 1 | Neutron Probe | 1993-01-01 |  | 7697 | -6 | 0
35 | NP | 2 | Neutron Probe | 1993-01-01 |  | 7697 | -14 | 0
35 | NP | 3 | Neutron Probe | 1993-01-01 |  | 7792 | -6 | 0
35 | NP | 4 | Neutron Probe | 1993-01-01 |  | 7892 | -6 | 0
35 | NP | 5 | Neutron Probe | 1993-01-01 |  | 7592 | -6 | 0
35 | OS | 1 | MnROAD Open Stand Pipe | 1992-08-11 |  | 7594 | -25 | 180
35 | PG | 1 | Dynamic Normal Pressure Gauge - Geokon 3500 | 1993-01-01 |  | 7686.04 | -8.43 | 11.76
35 | PG | 2 | Dynamic Normal Pressure Gauge - Geokon 3500 | 1993-01-01 |  | 7685.97 | -9.41 | 12.24
35 | PG | 3 | Dynamic Normal Pressure Gauge - Geokon 3500 | 1993-01-01 |  | 7685.96 | -10.46 | 11.88
35 | PG | 4 | Dynamic Normal Pressure Gauge - Geokon 3500 | 1993-01-01 |  | 7685.93 | 8.58 | 12.6
35 | PG | 5 | Dynamic Normal Pressure Gauge - Geokon 3500 | 1993-01-01 |  | 7685.98 | 9.52 | 12.84
35 | PG | 6 | Dynamic Normal Pressure Gauge - Geokon 3500 | 1993-01-01 |  | 7686 | 10.56 | 12.96
35 | PG | 201 | Dynamic Normal Pressure Gauge - Geokon 3500 | 2007-09-01 |  | 7719.5 | 9.5 | 15.96
35 | PG | 202 | Dynamic Normal Pressure Gauge - Geokon 3500 | 2007-09-01 |  | 7703.5 | 8.5 | 15.96
35 | PG | 203 | Dynamic Normal Pressure Gauge - Geokon 3500 | 2007-09-01 |  | 7703.5 | 10.5 | 15.96
35 | PK | 1 | Dynamic Pressure Gauge | 1993-01-01 |  | 7687.98 | -8.48 | 12.12
35 | PK | 2 | Dynamic Pressure Gauge | 1993-01-01 |  | 7688 | -9.52 | 12
35 | PK | 3 | Dynamic Pressure Gauge | 1993-01-01 |  | 7688.01 | -10.47 | 12.12
35 | PK | 4 | Dynamic Pressure Gauge | 1993-01-01 |  | 7688 | 8.53 | 12.48
35 | PK | 5 | Dynamic Pressure Gauge | 1993-01-01 |  | 7688.02 | 9.52 | 12.6
35 | PK | 6 | Dynamic Pressure Gauge | 1993-01-01 |  | 7688 | 10.52 | 12.84
35 | RP | 1 | Resistivity Probe | 1993-01-01 |  | 7690 | 0 | 168
35 | RP | 2 | Resistivity Probe | 1993-01-01 |  | 7690 | -9.5 | 168
35 | RP | 3 | Resistivity Probe | 1993-01-01 |  | 7690 | -16 | 168
35 | RP | 4 | Resistivity Probe | 1993-01-01 |  | 7690 | -25 | 168
35 | RP | 5 | Resistivity Probe | 1993-01-01 |  | 7790 | -9.5 | 168
35 | RP | 6 | Resistivity Probe | 1993-01-01 |  | 7890 | -9.5 | 168
35 | RP | 7 | Resistivity Probe | 1993-01-01 |  | 7590 | -9.5 | 168
35 | TC | 1 | MnROAD Thermal Couple Tree - Omega | 1993-01-01 |  | 7690 | 0 | 9.48
35 | TC | 2 | MnROAD Thermal Couple Tree - Omega | 1993-01-01 |  | 7690 | 0 | 12.48
35 | TC | 3 | MnROAD Thermal Couple Tree - Omega | 1993-01-01 |  | 7690 | 0 | 18.48
35 | TC | 4 | MnROAD Thermal Couple Tree - Omega | 1993-01-01 |  | 7690 | 0 | 24.48
35 | TC | 5 | MnROAD Thermal Couple Tree - Omega | 1993-01-01 |  | 7690 | 0 | 30.48
35 | TC | 6 | MnROAD Thermal Couple Tree - Omega | 1993-01-01 |  | 7690 | 0 | 42.48
35 | TC | 7 | MnROAD Thermal Couple Tree - Omega | 1993-01-01 |  | 7690 | 0 | 54.48
35 | TC | 8 | MnROAD Thermal Couple Tree - Omega | 1993-01-01 |  | 7690 | 0 | 66.48
35 | TC | 9 | MnROAD Thermal Couple Tree - Omega | 1993-01-01 |  | 7690 | 0 | 102.48
35 | TC | 10 | MnROAD Thermal Couple Tree - Omega | 1993-01-01 |  | 7690 | -9.5 | 7.92
35 | TC | 11 | MnROAD Thermal Couple Tree - Omega | 1993-01-01 |  | 7690 | -9.5 | 10.92
35 | TC | 12 | MnROAD Thermal Couple Tree - Omega | 1993-01-01 |  | 7690 | -9.5 | 16.92
35 | TC | 13 | MnROAD Thermal Couple Tree - Omega | 1993-01-01 |  | 7690 | -9.5 | 22.92
35 | TC | 14 | MnROAD Thermal Couple Tree - Omega | 1993-01-01 |  | 7690 | -9.5 | 28.92
35 | TC | 15 | MnROAD Thermal Couple Tree - Omega | 1993-01-01 |  | 7690 | -9.5 | 40.92
35 | TC | 16 | MnROAD Thermal Couple Tree - Omega | 1993-01-01 |  | 7690 | -9.5 | 52.92
35 | TC | 17 | MnROAD Thermal Couple Tree - Omega | 1993-01-01 |  | 7690 | -9.5 | 64.92
35 | TC | 18 | MnROAD Thermal Couple Tree - Omega | 1993-01-01 |  | 7690 | -9.5 | 100.92
35 | TC | 19 | MnROAD Thermal Couple Tree - Omega | 1993-01-01 |  | 7690 | -16 | 12.84
35 | TC | 20 | MnROAD Thermal Couple Tree - Omega | 1993-01-01 |  | 7690 | -16 | 15.84
35 | TC | 21 | MnROAD Thermal Couple Tree - Omega | 1993-01-01 |  | 7690 | -16 | 21.84
35 | TC | 22 | MnROAD Thermal Couple Tree - Omega | 1993-01-01 |  | 7690 | -16 | 27.84
35 | TC | 23 | MnROAD Thermal Couple Tree - Omega | 1993-01-01 |  | 7690 | -16 | 33.84
35 | TC | 24 | MnROAD Thermal Couple Tree - Omega | 1993-01-01 |  | 7690 | -16 | 45.84
35 | TC | 25 | MnROAD Thermal Couple Tree - Omega | 1993-01-01 |  | 7690 | -16 | 57.84
35 | TC | 26 | MnROAD Thermal Couple Tree - Omega | 1993-01-01 |  | 7690 | -16 | 69.84
35 | TC | 27 | MnROAD Thermal Couple Tree - Omega | 1993-01-01 |  | 7690 | -16 | 105.84
35 | TC | 28 | MnROAD Thermal Couple Tree - Omega | 1993-01-01 |  | 7690 | -25 | 6.72
35 | TC | 29 | MnROAD Thermal Couple Tree - Omega | 1993-01-01 |  | 7690 | -25 | 12.72
35 | TC | 30 | MnROAD Thermal Couple Tree - Omega | 1993-01-01 |  | 7690 | -25 | 18.72
35 | TC | 31 | MnROAD Thermal Couple Tree - Omega | 1993-01-01 |  | 7690 | -25 | 30.72
35 | TC | 32 | MnROAD Thermal Couple Tree - Omega | 1993-01-01 |  | 7690 | -25 | 42.72
35 | TC | 33 | MnROAD Thermal Couple Tree - Omega | 1993-01-01 |  | 7690 | -25 | 54.72
35 | TC | 34 | MnROAD Thermal Couple Tree - Omega | 1993-01-01 |  | 7690 | -25 | 90.72
35 | TC | 35 | MnROAD Thermal Couple Tree - Omega | 1993-01-01 |  | 7790 | -9.5 | 8.88
35 | TC | 36 | MnROAD Thermal Couple Tree - Omega | 1993-01-01 |  | 7790 | -9.5 | 12.84
35 | TC | 37 | MnROAD Thermal Couple Tree - Omega | 1993-01-01 |  | 7790 | -9.5 | 18.84
35 | TC | 38 | MnROAD Thermal Couple Tree - Omega | 1993-01-01 |  | 7790 | -9.5 | 24.84
35 | TC | 39 | MnROAD Thermal Couple Tree - Omega | 1993-01-01 |  | 7790 | -9.5 | 30.84
35 | TC | 40 | MnROAD Thermal Couple Tree - Omega | 1993-01-01 |  | 7790 | -9.5 | 42.84
35 | TC | 41 | MnROAD Thermal Couple Tree - Omega | 1993-01-01 |  | 7790 | -9.5 | 54.84
35 | TC | 42 | MnROAD Thermal Couple Tree - Omega | 1993-01-01 |  | 7790 | -9.5 | 66.84
35 | TC | 43 | MnROAD Thermal Couple Tree - Omega | 1993-01-01 |  | 7790 | -9.5 | 102.84
35 | TC | 44 | MnROAD Thermal Couple Tree - Omega | 1993-01-01 |  | 7890 | -9.5 | 7.32
35 | TC | 45 | MnROAD Thermal Couple Tree - Omega | 1993-01-01 |  | 7890 | -9.5 | 11.28
35 | TC | 46 | MnROAD Thermal Couple Tree - Omega | 1993-01-01 |  | 7890 | -9.5 | 17.28
35 | TC | 47 | MnROAD Thermal Couple Tree - Omega | 1993-01-01 |  | 7890 | -9.5 | 23.28
35 | TC | 48 | MnROAD Thermal Couple Tree - Omega | 1993-01-01 |  | 7890 | -9.5 | 29.28
35 | TC | 49 | MnROAD Thermal Couple Tree - Omega | 1993-01-01 |  | 7890 | -9.5 | 41.28
35 | TC | 50 | MnROAD Thermal Couple Tree - Omega | 1993-01-01 |  | 7890 | -9.5 | 53.28
35 | TC | 51 | MnROAD Thermal Couple Tree - Omega | 1993-01-01 |  | 7890 | -9.5 | 65.28
35 | TC | 52 | MnROAD Thermal Couple Tree - Omega | 1993-01-01 |  | 7890 | -9.5 | 101.28
35 | TC | 53 | MnROAD Thermal Couple Tree - Omega | 1993-01-01 |  | 7590 | -9.5 | 7.8
35 | TC | 54 | MnROAD Thermal Couple Tree - Omega | 1993-01-01 |  | 7590 | -9.5 | 11.76
35 | TC | 55 | MnROAD Thermal Couple Tree - Omega | 1993-01-01 |  | 7590 | -9.5 | 17.76
35 | TC | 56 | MnROAD Thermal Couple Tree - Omega | 1993-01-01 |  | 7590 | -9.5 | 23.76
35 | TC | 57 | MnROAD Thermal Couple Tree - Omega | 1993-01-01 |  | 7590 | -9.5 | 29.76
35 | TC | 58 | MnROAD Thermal Couple Tree - Omega | 1993-01-01 |  | 7590 | -9.5 | 41.76
35 | TC | 59 | MnROAD Thermal Couple Tree - Omega | 1993-01-01 |  | 7590 | -9.5 | 53.76
35 | TC | 60 | MnROAD Thermal Couple Tree - Omega | 1993-01-01 |  | 7590 | -9.5 | 65.76
35 | TC | 61 | MnROAD Thermal Couple Tree - Omega | 1993-01-01 |  | 7590 | -9.5 | 101.76
35 | TC | 101 | MnROAD Thermal Couple Tree - Omega | 1999-08-25 | 2007-07-05 | 7542 | -6 | 0.96
35 | TC | 102 | MnROAD Thermal Couple Tree - Omega | 1999-08-25 | 2007-07-05 | 7542 | -6 | 3
35 | TC | 103 | MnROAD Thermal Couple Tree - Omega | 1999-08-25 | 2007-07-05 | 7542.29 | -6 | 5.04
35 | TC | 104 | MnROAD Thermal Couple Tree - Omega | 1999-08-25 | 2007-07-05 | 7542.29 | -6 | 9.96
35 | TC | 105 | MnROAD Thermal Couple Tree - Omega | 1999-08-25 | 2007-07-05 | 7542.29 | -6 | 15
35 | TC | 106 | MnROAD Thermal Couple Tree - Omega | 1999-08-25 | 2007-07-05 | 7543.64 | -6 | 17.04
35 | TC | 107 | MnROAD Thermal Couple Tree - Omega | 1999-08-25 | 2007-07-05 | 7543.64 | -6 | 24
35 | TC | 201 | MnROAD Thermal Couple Tree - Omega | 2007-09-01 |  | 7719 | 6 | 0.48
35 | TC | 202 | MnROAD Thermal Couple Tree - Omega | 2007-09-01 |  | 7719 | 6 | 1.56
35 | TC | 203 | MnROAD Thermal Couple Tree - Omega | 2007-09-01 |  | 7719 | 6 | 2.52
35 | TC | 204 | MnROAD Thermal Couple Tree - Omega | 2007-09-01 |  | 7719 | 6 | 3.48
35 | TC | 205 | MnROAD Thermal Couple Tree - Omega | 2007-09-01 |  | 7719 | 6 | 6.96
35 | TC | 206 | MnROAD Thermal Couple Tree - Omega | 2007-09-01 |  | 7719 | 6 | 9
35 | TC | 207 | MnROAD Thermal Couple Tree - Omega | 2007-09-01 |  | 7719 | 6 | 11.04
35 | TC | 208 | MnROAD Thermal Couple Tree - Omega | 2007-09-01 |  | 7719 | 6 | 12.96
35 | TC | 209 | MnROAD Thermal Couple Tree - Omega | 2007-09-01 |  | 7719 | 6 | 15
35 | TC | 210 | MnROAD Thermal Couple Tree - Omega | 2007-09-01 |  | 7719 | 6 | 20.04
35 | TC | 211 | MnROAD Thermal Couple Tree - Omega | 2007-09-01 |  | 7719 | 6 | 24
35 | TC | 212 | MnROAD Thermal Couple Tree - Omega | 2007-09-01 |  | 7719 | 6 | 30
35 | TC | 213 | MnROAD Thermal Couple Tree - Omega | 2007-09-01 |  | 7719 | 6 | 36
35 | TC | 214 | MnROAD Thermal Couple Tree - Omega | 2007-09-01 |  | 7719 | 6 | 48
35 | TC | 215 | MnROAD Thermal Couple Tree - Omega | 2007-09-01 |  | 7719 | 6 | 60
35 | TC | 216 | MnROAD Thermal Couple Tree - Omega | 2007-09-01 |  | 7719 | 6 | 72
35 | TD | 1 | Time Domain Reflectometer | 1993-01-01 |  | 7692 | 0 | 9.72
35 | TD | 2 | Time Domain Reflectometer | 1993-01-01 |  | 7692 | 0 | 18
35 | TD | 3 | Time Domain Reflectometer | 1993-01-01 |  | 7692 | 0 | 24.48
35 | TD | 4 | Time Domain Reflectometer | 1993-01-01 |  | 7692 | 0 | 36
35 | TD | 5 | Time Domain Reflectometer | 1993-01-01 |  | 7692 | 0 | 48.48
35 | TD | 6 | Time Domain Reflectometer | 1993-01-01 |  | 7692 | 0 | 60.96
35 | TD | 7 | Time Domain Reflectometer | 1993-01-01 |  | 7692 | -9.5 | 10.56
35 | TD | 8 | Time Domain Reflectometer | 1993-01-01 |  | 7692 | -9.5 | 25.08
35 | TD | 9 | Time Domain Reflectometer | 1993-01-01 |  | 7692 | -9.5 | 37.08
35 | TD | 10 | Time Domain Reflectometer | 1993-01-01 |  | 7692 | -9.5 | 48.6
35 | TD | 11 | Time Domain Reflectometer | 1993-01-01 |  | 7692 | -9.5 | 61.08
35 | TD | 12 | Time Domain Reflectometer | 1993-01-01 |  | 7692 | -9.5 | 93
35 | TD | 13 | Time Domain Reflectometer | 1993-01-01 |  | 7692 | -16 | 7.8
35 | TD | 14 | Time Domain Reflectometer | 1993-01-01 |  | 7692 | -16 | 16.8
35 | TD | 15 | Time Domain Reflectometer | 1993-01-01 |  | 7692 | -16 | 22.32
35 | TD | 16 | Time Domain Reflectometer | 1993-01-01 |  | 7692 | -16 | 34.32
35 | TD | 17 | Time Domain Reflectometer | 1993-01-01 |  | 7692 | -16 | 45.84
35 | TD | 18 | Time Domain Reflectometer | 1993-01-01 |  | 7692 | -16 | 57.84
35 | TD | 19 | Time Domain Reflectometer | 1993-01-01 |  | 7692 | -25 | 7.44
35 | TD | 20 | Time Domain Reflectometer | 1993-01-01 |  | 7692 | -25 | 15.48
35 | TD | 21 | Time Domain Reflectometer | 1993-01-01 |  | 7692 | -25 | 21
35 | TD | 22 | Time Domain Reflectometer | 1993-01-01 |  | 7692 | -25 | 33.48
35 | TD | 23 | Time Domain Reflectometer | 1993-01-01 |  | 7692 | -25 | 42.48
35 | TD | 24 | Time Domain Reflectometer | 1993-01-01 |  | 7692 | -25 | 56.52
35 | TD | 25 | Time Domain Reflectometer | 1993-01-01 |  | 7792 | -9.5 | 11.16
35 | TD | 26 | Time Domain Reflectometer | 1993-01-01 |  | 7792 | -9.5 | 19.2
35 | TD | 27 | Time Domain Reflectometer | 1993-01-01 |  | 7792 | -9.5 | 26.76
35 | TD | 28 | Time Domain Reflectometer | 1993-01-01 |  | 7792 | -9.5 | 38.28
35 | TD | 29 | Time Domain Reflectometer | 1993-01-01 |  | 7792 | -9.5 | 50.76
35 | TD | 30 | Time Domain Reflectometer | 1993-01-01 |  | 7792 | -9.5 | 61.32
35 | TD | 31 | Time Domain Reflectometer | 1993-01-01 |  | 7892 | -9.5 | 9.12
35 | TD | 32 | Time Domain Reflectometer | 1993-01-01 |  | 7892 | -9.5 | 16.92
35 | TD | 33 | Time Domain Reflectometer | 1993-01-01 |  | 7892 | -9.5 | 22.92
35 | TD | 34 | Time Domain Reflectometer | 1993-01-01 |  | 7892 | -9.5 | 36.12
35 | TD | 35 | Time Domain Reflectometer | 1993-01-01 |  | 7892 | -9.5 | 47.64
35 | TD | 36 | Time Domain Reflectometer | 1993-01-01 |  | 7892 | -9.5 | 59.64
35 | TD | 37 | Time Domain Reflectometer | 1993-01-01 |  | 7592 | -9.5 | 10.44
35 | TD | 38 | Time Domain Reflectometer | 1993-01-01 |  | 7592 | -9.5 | 18.48
35 | TD | 39 | Time Domain Reflectometer | 1993-01-01 |  | 7592 | -9.5 | 24.72
35 | TD | 40 | Time Domain Reflectometer | 1993-01-01 |  | 7592 | -9.5 | 36.96
35 | TD | 41 | Time Domain Reflectometer | 1993-01-01 |  | 7592 | -9.5 | 49.2
35 | TD | 42 | Time Domain Reflectometer | 1993-01-01 |  | 7592 | -9.5 | 60.72
35 | TD | 101 | Time Domain Reflectometer | 1999-08-25 | 2007-07-05 | 7542.29 | -6 | 5.04
35 | TD | 102 | Time Domain Reflectometer | 1999-08-25 | 2007-07-05 | 7542.29 | -6 | 9.96
35 | TD | 103 | Time Domain Reflectometer | 1999-08-25 | 2007-07-05 | 7542.29 | -6 | 15
35 | TD | 104 | Time Domain Reflectometer | 1999-08-25 | 2007-07-05 | 7543.64 | -6 | 17.04
35 | TD | 105 | Time Domain Reflectometer | 1999-08-25 | 2007-07-05 | 7543.64 | -6 | 24
35 | TE | 203 | Bituminous Transverse Embedment Strain Gauge | 2007-09-01 |  | 7708 | 9.5 | 3.48 | Transverse
35 | TE | 204 | Bituminous Transverse Embedment Strain Gauge | 2007-09-01 |  | 7706 | 9.5 | 3.48 | Transverse
35 | TE | 207 | Bituminous Transverse Embedment Strain Gauge | 2007-09-01 |  | 7704 | 9.5 | 3.48 | Transverse
35 | WM | 1 | Water Mark - Irrometer | 1993-01-01 |  | 7692 | 0 | 9.72
35 | WM | 2 | Water Mark - Irrometer | 1993-01-01 |  | 7692 | 0 | 18
35 | WM | 3 | Water Mark - Irrometer | 1993-01-01 |  | 7692 | 0 | 24.48
35 | WM | 4 | Water Mark - Irrometer | 1993-01-01 |  | 7692 | 0 | 36
35 | WM | 5 | Water Mark - Irrometer | 1993-01-01 |  | 7692 | 0 | 48.48
35 | WM | 6 | Water Mark - Irrometer | 1993-01-01 |  | 7692 | 0 | 60.96
35 | WM | 7 | Water Mark - Irrometer | 1993-01-01 |  | 7692 | -9.5 | 10.56
35 | WM | 8 | Water Mark - Irrometer | 1993-01-01 |  | 7692 | -9.5 | 25.08
35 | WM | 9 | Water Mark - Irrometer | 1993-01-01 |  | 7692 | -9.5 | 37.08
35 | WM | 10 | Water Mark - Irrometer | 1993-01-01 |  | 7692 | -9.5 | 48.6
35 | WM | 11 | Water Mark - Irrometer | 1993-01-01 |  | 7692 | -9.5 | 61.08
35 | WM | 12 | Water Mark - Irrometer | 1993-01-01 |  | 7692 | -9.5 | 93
35 | WM | 13 | Water Mark - Irrometer | 1993-01-01 |  | 7692 | -16 | 7.8
35 | WM | 14 | Water Mark - Irrometer | 1993-01-01 |  | 7692 | -16 | 16.8
35 | WM | 15 | Water Mark - Irrometer | 1993-01-01 |  | 7692 | -16 | 22.32
35 | WM | 16 | Water Mark - Irrometer | 1993-01-01 |  | 7692 | -16 | 34.32
35 | WM | 17 | Water Mark - Irrometer | 1993-01-01 |  | 7692 | -16 | 45.84
35 | WM | 18 | Water Mark - Irrometer | 1993-01-01 |  | 7692 | -16 | 57.84
35 | WM | 19 | Water Mark - Irrometer | 1993-01-01 |  | 7692 | -25 | 7.44
35 | WM | 20 | Water Mark - Irrometer | 1993-01-01 |  | 7692 | -25 | 15.48
35 | WM | 21 | Water Mark - Irrometer | 1993-01-01 |  | 7692 | -25 | 21
35 | WM | 22 | Water Mark - Irrometer | 1993-01-01 |  | 7692 | -25 | 33.48
35 | WM | 23 | Water Mark - Irrometer | 1993-01-01 |  | 7692 | -25 | 42.48
35 | WM | 24 | Water Mark - Irrometer | 1993-01-01 |  | 7692 | -25 | 56.52
35 | WM | 25 | Water Mark - Irrometer | 1993-01-01 |  | 7792 | -9.5 | 11.16
35 | WM | 26 | Water Mark - Irrometer | 1993-01-01 |  | 7792 | -9.5 | 19.2
35 | WM | 27 | Water Mark - Irrometer | 1993-01-01 |  | 7792 | -9.5 | 26.76
35 | WM | 28 | Water Mark - Irrometer | 1993-01-01 |  | 7792 | -9.5 | 38.28
35 | WM | 29 | Water Mark - Irrometer | 1993-01-01 |  | 7792 | -9.5 | 50.76
35 | WM | 30 | Water Mark - Irrometer | 1993-01-01 |  | 7792 | -9.5 | 61.32
35 | WM | 31 | Water Mark - Irrometer | 1993-01-01 |  | 7892 | -9.5 | 9.12
35 | WM | 32 | Water Mark - Irrometer | 1993-01-01 |  | 7892 | -9.5 | 16.92
35 | WM | 33 | Water Mark - Irrometer | 1993-01-01 |  | 7892 | -9.5 | 22.92
35 | WM | 34 | Water Mark - Irrometer | 1993-01-01 |  | 7892 | -9.5 | 36.12
35 | WM | 35 | Water Mark - Irrometer | 1993-01-01 |  | 7892 | -9.5 | 47.64
35 | WM | 36 | Water Mark - Irrometer | 1993-01-01 |  | 7892 | -9.5 | 59.64
35 | WM | 37 | Water Mark - Irrometer | 1993-01-01 |  | 7592 | -9.5 | 10.44
35 | WM | 38 | Water Mark - Irrometer | 1993-01-01 |  | 7592 | -9.5 | 18.48
35 | WM | 39 | Water Mark - Irrometer | 1993-01-01 |  | 7592 | -9.5 | 24.72
35 | WM | 40 | Water Mark - Irrometer | 1993-01-01 |  | 7592 | -9.5 | 36.96
35 | WM | 41 | Water Mark - Irrometer | 1993-01-01 |  | 7592 | -9.5 | 49.2
35 | WM | 42 | Water Mark - Irrometer | 1993-01-01 |  | 7592 | -9.5 | 60.72
36 | CD | 1 | Concrete Embedment Strain Gauge | 1993-01-01 |  | 8294.04 | 3.53 | 0.72 | Longitudinal
36 | CD | 2 | Concrete Embedment Strain Gauge | 1993-01-01 |  | 8294.62 | 6.56 | 0.96 | Longitudinal
36 | CD | 3 | Concrete Embedment Strain Gauge | 1993-01-01 |  | 8295.14 | 9.55 | 0.6 | Longitudinal
36 | CD | 4 | Concrete Embedment Strain Gauge | 1993-01-01 |  | 8294.07 | 3.56 | 5.52 | Longitudinal
36 | CD | 5 | Concrete Embedment Strain Gauge | 1993-01-01 |  | 8294.62 | 6.56 | 5.76 | Longitudinal
36 | CD | 6 | Concrete Embedment Strain Gauge | 1993-01-01 |  | 8295.14 | 9.55 | 5.52 | Longitudinal
36 | CD | 7 | Concrete Embedment Strain Gauge | 1993-01-01 |  | 8300.06 | 3.52 | 0.72 | Longitudinal
36 | CD | 8 | Concrete Embedment Strain Gauge | 1993-01-01 |  | 8301.04 | 9.51 | 0.84 | Longitudinal
36 | CD | 9 | Concrete Embedment Strain Gauge | 1993-01-01 |  | 8300.06 | 3.52 | 5.64 | Longitudinal
36 | CD | 10 | Concrete Embedment Strain Gauge | 1993-01-01 |  | 8301.04 | 9.51 | 5.64 | Longitudinal
36 | CD | 11 | Concrete Embedment Strain Gauge | 1993-01-01 |  | 8306.09 | 3.51 | 1.2 | Longitudinal
36 | CD | 12 | Concrete Embedment Strain Gauge | 1993-01-01 |  | 8306.61 | 6.56 | 0.96 | Longitudinal
36 | CD | 13 | Concrete Embedment Strain Gauge | 1993-01-01 |  | 8307.12 | 9.54 | 0.96 | Longitudinal
36 | CD | 14 | Concrete Embedment Strain Gauge | 1993-01-01 |  | 8306.09 | 3.51 | 6 | Longitudinal
36 | CD | 15 | Concrete Embedment Strain Gauge | 1993-01-01 |  | 8306.61 | 6.56 | 5.76 | Longitudinal
36 | CD | 16 | Concrete Embedment Strain Gauge | 1993-01-01 |  | 8307.12 | 9.54 | 5.76 | Longitudinal
36 | CE | 1 | Dynamic Strain - Tokyo Sokki (PML-60) | 1993-01-01 |  | 8279.08 | 3.52 | 1.56 | Transverse
36 | CE | 2 | Dynamic Strain - Tokyo Sokki (PML-60) | 1993-09-19 |  | 8279.6 | 6.5 | 1.32 | Transverse
36 | CE | 3 | Dynamic Strain - Tokyo Sokki (PML-60) | 1993-01-01 |  | 8280.11 | 9.46 | 1.56 | Transverse
36 | CE | 4 | Dynamic Strain - Tokyo Sokki (PML-60) | 1993-01-01 |  | 8280.24 | 10.54 | 1.2 | Transverse
36 | CE | 5 | Dynamic Strain - Tokyo Sokki (PML-60) | 1993-01-01 |  | 8279.08 | 3.52 | 5.76 | Longitudinal
36 | CE | 6 | Dynamic Strain - Tokyo Sokki (PML-60) | 1993-01-01 |  | 8279.6 | 6.5 | 5.64 | Longitudinal
36 | CE | 7 | Dynamic Strain - Tokyo Sokki (PML-60) | 1993-01-01 |  | 8280.11 | 9.46 | 5.76 | Longitudinal
36 | CE | 8 | Dynamic Strain - Tokyo Sokki (PML-60) | 1993-01-01 |  | 8280.24 | 10.54 | 5.52 | Longitudinal
36 | CE | 9 | Dynamic Strain - Tokyo Sokki (PML-60) | 1993-01-01 |  | 8285.16 | 3.57 | 1.2 | Transverse
36 | CE | 10 | Dynamic Strain - Tokyo Sokki (PML-60) | 1993-01-01 |  | 8286.08 | 9.45 | 1.44 | Transverse
36 | CE | 11 | Dynamic Strain - Tokyo Sokki (PML-60) | 1993-01-01 |  | 8286.25 | 10.49 | 1.44 | Transverse
36 | CE | 12 | Dynamic Strain - Tokyo Sokki (PML-60) | 1993-01-01 |  | 8285.16 | 3.57 | 5.52 | Longitudinal
36 | CE | 13 | Dynamic Strain - Tokyo Sokki (PML-60) | 1993-01-01 |  | 8286.08 | 9.45 | 5.64 | Longitudinal
36 | CE | 14 | Dynamic Strain - Tokyo Sokki (PML-60) | 1993-01-01 |  | 8286.25 | 10.49 | 5.64 | Longitudinal
36 | CE | 15 | Dynamic Strain - Tokyo Sokki (PML-60) | 1993-01-01 |  | 8291.08 | 3.58 | 1.32 | Transverse
36 | CE | 16 | Dynamic Strain - Tokyo Sokki (PML-60) | 1993-01-01 |  | 8291.58 | 6.5 | 1.32 | Transverse
36 | CE | 17 | Dynamic Strain - Tokyo Sokki (PML-60) | 1993-01-01 |  | 8292.08 | 9.54 | 1.44 | Transverse
36 | CE | 18 | Dynamic Strain - Tokyo Sokki (PML-60) | 1993-01-01 |  | 8292.29 | 10.57 | 1.32 | Transverse
36 | CE | 19 | Dynamic Strain - Tokyo Sokki (PML-60) | 1993-01-01 |  | 8291.08 | 3.58 | 5.52 | Longitudinal
36 | CE | 20 | Dynamic Strain - Tokyo Sokki (PML-60) | 1993-01-01 |  | 8291.58 | 6.5 | 5.64 | Longitudinal
36 | CE | 21 | Dynamic Strain - Tokyo Sokki (PML-60) | 1993-01-01 |  | 8292.08 | 9.54 | 5.52 | Longitudinal
36 | CE | 22 | Dynamic Strain - Tokyo Sokki (PML-60) | 1993-01-01 |  | 8292.29 | 10.57 | 5.52 | Longitudinal
36 | CE | 23 | Dynamic Strain - Tokyo Sokki (PML-60) | 1993-01-01 |  | 8292.84 | -3.58 | 1.56 | Transverse
36 | CE | 24 | Dynamic Strain - Tokyo Sokki (PML-60) | 1993-01-01 |  | 8292.4 | -6.53 | 1.44 | Longitudinal
36 | CE | 25 | Dynamic Strain - Tokyo Sokki (PML-60) | 1993-01-01 |  | 8291.86 | -9.53 | 1.32 | Transverse
36 | CE | 26 | Dynamic Strain - Tokyo Sokki (PML-60) | 1993-01-01 |  | 8292.84 | -3.58 | 5.88 | Longitudinal
36 | CE | 27 | Dynamic Strain - Tokyo Sokki (PML-60) | 1993-01-01 |  | 8292.39 | -6.54 | 5.64 | Transverse
36 | CE | 28 | Dynamic Strain - Tokyo Sokki (PML-60) | 1993-01-01 |  | 8291.86 | -9.53 | 5.64 | Longitudinal
36 | CE | 29 | Dynamic Strain - Tokyo Sokki (PML-60) | 1993-01-01 |  | 8298.94 | -3.54 | 1.44 | Transverse
36 | CE | 30 | Dynamic Strain - Tokyo Sokki (PML-60) | 1993-01-01 |  | 8297.93 | -9.51 | 1.32 | Transverse
36 | CE | 31 | Dynamic Strain - Tokyo Sokki (PML-60) | 1993-01-01 |  | 8298.94 | -3.54 | 5.76
36 | CE | 32 | Dynamic Strain - Tokyo Sokki (PML-60) | 1993-01-01 |  | 8297.93 | -9.51 | 5.64 | Longitudinal
36 | CE | 33 | Dynamic Strain - Tokyo Sokki (PML-60) | 1993-01-01 |  | 8304.91 | -3.5 | 1.56 | Transverse
36 | CE | 34 | Dynamic Strain - Tokyo Sokki (PML-60) | 1993-01-01 |  | 8304.34 | -6.47 | 1.2 | Transverse
36 | CE | 35 | Dynamic Strain - Tokyo Sokki (PML-60) | 1993-01-01 |  | 8303.98 | -9.46 | 1.56 | Transverse
36 | CE | 36 | Dynamic Strain - Tokyo Sokki (PML-60) | 1993-01-01 |  | 8304.91 | -3.5 | 5.64 | Longitudinal
36 | CE | 37 | Dynamic Strain - Tokyo Sokki (PML-60) | 1993-01-01 |  | 8304.34 | -6.47 | 5.64 | Longitudinal
36 | CE | 38 | Dynamic Strain - Tokyo Sokki (PML-60) | 1993-01-01 |  | 8303.98 | -9.46 | 5.88 | Longitudinal
36 | CE | 39 | Dynamic Strain - Tokyo Sokki (PML-60) | 1993-01-01 |  | 8297.42 | -11.5 | 0.96
36 | CE | 40 | Dynamic Strain - Tokyo Sokki (PML-60) | 1993-01-01 |  | 8297.42 | -11.5 | 5.04
36 | CE | 41 | Dynamic Strain - Tokyo Sokki (PML-60) | 1993-01-01 |  | 8297.93 | -9.51 | 0.12
36 | CE | 42 | Dynamic Strain - Tokyo Sokki (PML-60) | 1993-01-01 |  | 8286.08 | 9.45 | 0.12
36 | CE | 43 | Dynamic Strain - Tokyo Sokki (PML-60) | 1993-01-01 |  | 8286.4 | 11.6 | 0.96
36 | CE | 44 | Dynamic Strain - Tokyo Sokki (PML-60) | 1993-01-01 |  | 8286.4 | 11.6 | 5.04
36 | CE | 45 | Dynamic Strain - Tokyo Sokki (PML-60) | 1993-01-01 |  | 8286.08 | 9.45 | 0.96
36 | CE | 46 | Dynamic Strain - Tokyo Sokki (PML-60) | 1993-01-01 |  | 8286.08 | 9.45 | 5.04
36 | CE | 47 | Dynamic Strain - Tokyo Sokki (PML-60) | 1993-01-01 |  | 8297.93 | -9.51 | 5.04
36 | CE | 48 | Dynamic Strain - Tokyo Sokki (PML-60) | 1993-01-01 |  | 8297.93 | -9.51 | 0.96
36 | CE | 49 | Dynamic Strain - Tokyo Sokki (PML-60) | 1993-07-19 |  | 8303.98 | -9.46 | 0.96
36 | CE | 50 | Dynamic Strain - Tokyo Sokki (PML-60) | 1993-01-01 |  | 8303.98 | -9.46 | 5.04
36 | CE | 51 | Dynamic Strain - Tokyo Sokki (PML-60) | 1993-01-01 |  | 8286.08 | 9.45 | 0.48
36 | CE | 52 | Dynamic Strain - Tokyo Sokki (PML-60) | 1993-01-01 |  | 8312.93 | -9.51 | 0.48
36 | CN | 101 | Carbon Nanotube - cast in place | 2011-04-28 |  | 8265 | -10.5 | 0
36 | CN | 102 | Carbon Nanotube - precast | 2011-04-28 |  | 8270 | -10.5 | 0
36 | DT | 1 | Linear Variable Differential Transducer | 1993-01-01 |  | 8319.88 | -6.48 | 3
36 | DT | 2 | Linear Variable Differential Transducer | 1993-01-01 |  | 8321.85 | -6.46 | 3
36 | DT | 3 | Linear Variable Differential Transducer | 1993-01-01 |  | 8319.39 | -9.5 | 3
36 | DT | 4 | Linear Variable Differential Transducer | 1993-01-01 |  | 8321.34 | -9.49 | 3
36 | FW | 1 | Concrete Vibrating Wire Strain Gauge [low modulus] (frequency) | 1993-01-01 |  | 8278.2 | -1.47 | 1.32 | Longitudinal
36 | FW | 2 | Concrete Vibrating Wire Strain Gauge [low modulus] (frequency) | 1993-01-01 |  | 8277.5 | -5.96 | 1.08 | Longitudinal
36 | FW | 3 | Concrete Vibrating Wire Strain Gauge [low modulus] (frequency) | 1993-01-01 |  | 8276.8 | -10.42 | 1.2 | Longitudinal
36 | FW | 4 | Concrete Vibrating Wire Strain Gauge [low modulus] (frequency) | 1993-01-01 |  | 8278.2 | -1.47 | 5.4 | Longitudinal
36 | FW | 5 | Concrete Vibrating Wire Strain Gauge [low modulus] (frequency) | 1993-01-01 |  | 8277.5 | -5.96 | 5.16 | Longitudinal
36 | FW | 6 | Concrete Vibrating Wire Strain Gauge [low modulus] (frequency) | 1993-01-01 |  | 8276.8 | -10.42 | 5.16 | Longitudinal
36 | FW | 7 | Concrete Vibrating Wire Strain Gauge [low modulus] (frequency) | 1993-01-01 |  | 8284.2 | -1.43 | 1.2 | Longitudinal
36 | FW | 8 | Concrete Vibrating Wire Strain Gauge [low modulus] (frequency) | 1993-01-01 |  | 8283.6 | -6.06 | 0.84 | Longitudinal
36 | FW | 9 | Concrete Vibrating Wire Strain Gauge [low modulus] (frequency) | 1993-01-01 |  | 8282.7 | -10.49 | 1.08 | Longitudinal
36 | FW | 10 | Concrete Vibrating Wire Strain Gauge [low modulus] (frequency) | 1993-01-01 |  | 8284.2 | -1.43 | 5.16 | Longitudinal
36 | FW | 11 | Concrete Vibrating Wire Strain Gauge [low modulus] (frequency) | 1993-01-01 |  | 8283.6 | -6.06 | 4.8 | Longitudinal
36 | FW | 12 | Concrete Vibrating Wire Strain Gauge [low modulus] (frequency) | 1993-01-01 |  | 8282.7 | -10.49 | 5.16 | Longitudinal
36 | FW | 13 | Concrete Vibrating Wire Strain Gauge [low modulus] (frequency) | 1993-01-01 |  | 8290.2 | -1.45 | 1.2 | Longitudinal
36 | FW | 14 | Concrete Vibrating Wire Strain Gauge [low modulus] (frequency) | 1993-01-01 |  | 8289.5 | -5.97 | 0.96 | Longitudinal
36 | FW | 15 | Concrete Vibrating Wire Strain Gauge [low modulus] (frequency) | 1993-01-01 |  | 8288.7 | -10.46 | 0.96 | Longitudinal
36 | FW | 16 | Concrete Vibrating Wire Strain Gauge [low modulus] (frequency) | 1993-01-01 |  | 8290.2 | -1.45 | 5.16 | Longitudinal
36 | FW | 17 | Concrete Vibrating Wire Strain Gauge [low modulus] (frequency) | 1993-01-01 |  | 8289.5 | -5.97 | 5.04 | Longitudinal
36 | FW | 18 | Concrete Vibrating Wire Strain Gauge [low modulus] (frequency) | 1993-01-01 |  | 8288.7 | -10.46 | 5.04 | Longitudinal
36 | HC | 1 | Horizonal Clip Gauge - Tokyo Sokki (PI-5S-50/150) | 1993-01-01 |  | 8277.61 | 3.49 | 2.04
36 | HC | 2 | Horizonal Clip Gauge - Tokyo Sokki (PI-5S-50/150) | 1993-01-01 |  | 8278.49 | 9.57 | 2.04
36 | HC | 3 | Horizonal Clip Gauge - Tokyo Sokki (PI-5S-50/150) | 1993-01-01 |  | 8306.34 | -3.41 | 2.04
36 | HC | 4 | Horizonal Clip Gauge - Tokyo Sokki (PI-5S-50/150) | 1993-01-01 |  | 8305.41 | -9.54 | 2.04
36 | MM | 1 | Concrete Embedment Strain Gauge | 1993-09-19 |  | 8271.08 | 9.45 | 0.48
36 | MM | 2 | Concrete Embedment Strain Gauge | 1993-07-19 |  | 8282.93 | -9.51 | 0.48
36 | NP | 1 | Neutron Probe | 1993-01-01 |  | 8312.94 | -6.01 | 0
36 | OS | 1 | MnROAD Open Stand Pipe | 1992-08-18 |  | 8320.12 | -25 | 180
36 | PA | 1 | Piezo-Accelerometer | 1993-01-01 |  | 8291.83 | 5.07 | 1.56
36 | PA | 2 | Piezo-Accelerometer | 1993-01-01 |  | 8292.34 | 5.06 | 1.68
36 | PA | 3 | Piezo-Accelerometer | 1993-01-01 |  | 8293.33 | 5.07 | 1.68
36 | PA | 4 | Piezo-Accelerometer | 1993-01-01 |  | 8293.85 | 5.07 | 1.56
36 | PA | 5 | Piezo-Accelerometer | 1993-01-01 |  | 8294.33 | 5.08 | 1.8
36 | PA | 6 | Piezo-Accelerometer | 1993-01-01 |  | 8294.86 | 5.1 | 1.92
36 | PG | 1 | Dynamic Normal Pressure Gauge - Geokon 3500 | 1993-01-01 |  | 8262.93 | -3.5 | 6.36
36 | PG | 2 | Dynamic Normal Pressure Gauge - Geokon 3500 | 1993-01-01 |  | 8261.89 | -9.55 | 6.6
36 | PG | 3 | Dynamic Normal Pressure Gauge - Geokon 3500 | 1993-01-01 |  | 8265.51 | -6.08 | 6.12
36 | PG | 4 | Dynamic Normal Pressure Gauge - Geokon 3500 | 1993-01-01 |  | 8268.98 | -3.56 | 6.12
36 | PG | 5 | Dynamic Normal Pressure Gauge - Geokon 3500 | 1993-01-01 |  | 8267.89 | -9.57 | 6.72
36 | PG | 6 | Dynamic Normal Pressure Gauge - Geokon 3500 | 1993-01-01 |  | 8271.51 | -6.01 | 6
36 | PG | 7 | Dynamic Normal Pressure Gauge - Geokon 3500 | 1993-01-01 |  | 8275 | -3.6 | 6.6
36 | PG | 8 | Dynamic Normal Pressure Gauge - Geokon 3500 | 1993-01-01 |  | 8273.93 | -9.57 | 6.6
36 | RP | 1 | Resistivity Probe | 1993-01-01 |  | 8309.61 | -9.73 | 12.48
36 | RW | 1 | Concrete Vibrating Wire Strain Gauge [low modulus] (resistance) | 1993-01-01 |  | 8278.2 | -1.47 | 1.32 | Longitudinal
36 | RW | 2 | Concrete Vibrating Wire Strain Gauge [low modulus] (resistance) | 1993-01-01 |  | 8277.5 | -5.96 | 1.08 | Longitudinal
36 | RW | 3 | Concrete Vibrating Wire Strain Gauge [low modulus] (resistance) | 1993-01-01 |  | 8276.8 | -10.42 | 1.2 | Longitudinal
36 | RW | 4 | Concrete Vibrating Wire Strain Gauge [low modulus] (resistance) | 1993-01-01 |  | 8278.2 | -1.47 | 5.4 | Longitudinal
36 | RW | 5 | Concrete Vibrating Wire Strain Gauge [low modulus] (resistance) | 1993-01-01 |  | 8277.5 | -5.96 | 5.16 | Longitudinal
36 | RW | 6 | Concrete Vibrating Wire Strain Gauge [low modulus] (resistance) | 1993-01-01 |  | 8276.8 | -10.42 | 5.16 | Longitudinal
36 | RW | 7 | Concrete Vibrating Wire Strain Gauge [low modulus] (resistance) | 1993-01-01 |  | 8284.2 | -1.43 | 1.2 | Longitudinal
36 | RW | 8 | Concrete Vibrating Wire Strain Gauge [low modulus] (resistance) | 1993-01-01 |  | 8283.6 | -6.06 | 0.84 | Longitudinal
36 | RW | 9 | Concrete Vibrating Wire Strain Gauge [low modulus] (resistance) | 1993-01-01 |  | 8282.7 | -10.49 | 1.08 | Longitudinal
36 | RW | 10 | Concrete Vibrating Wire Strain Gauge [low modulus] (resistance) | 1993-01-01 |  | 8284.2 | -1.43 | 5.16 | Longitudinal
36 | RW | 11 | Concrete Vibrating Wire Strain Gauge [low modulus] (resistance) | 1993-01-01 |  | 8283.6 | -6.06 | 4.8 | Longitudinal
36 | RW | 12 | Concrete Vibrating Wire Strain Gauge [low modulus] (resistance) | 1993-01-01 |  | 8282.7 | -10.49 | 5.16 | Longitudinal
36 | RW | 13 | Concrete Vibrating Wire Strain Gauge [low modulus] (resistance) | 1993-01-01 |  | 8290.2 | -1.45 | 1.2 | Longitudinal
36 | RW | 14 | Concrete Vibrating Wire Strain Gauge [low modulus] (resistance) | 1993-01-01 |  | 8289.5 | -5.97 | 0.96 | Longitudinal
36 | RW | 15 | Concrete Vibrating Wire Strain Gauge [low modulus] (resistance) | 1993-01-01 |  | 8288.7 | -10.46 | 0.96 | Longitudinal
36 | RW | 16 | Concrete Vibrating Wire Strain Gauge [low modulus] (resistance) | 1993-01-01 |  | 8290.2 | -1.45 | 5.16 | Longitudinal
36 | RW | 17 | Concrete Vibrating Wire Strain Gauge [low modulus] (resistance) | 1993-01-01 |  | 8289.5 | -5.97 | 5.04 | Longitudinal
36 | RW | 18 | Concrete Vibrating Wire Strain Gauge [low modulus] (resistance) | 1993-01-01 |  | 8288.7 | -10.46 | 5.04 | Longitudinal
36 | SS | 1 | Steel Strain Gauge | 1993-01-01 |  | 8291.88 | -0.49 | 3
36 | SS | 5 | Steel Strain Gauge | 1993-01-01 |  | 8291.39 | -3.47 | 2.4
36 | SS | 9 | Steel Strain Gauge | 1993-01-01 |  | 8291.22 | -4.47 | 2.4
36 | SS | 13 | Steel Strain Gauge | 1993-01-01 |  | 8290.89 | -6.43 | 2.16
36 | SS | 17 | Steel Strain Gauge | 1993-01-01 |  | 8290.54 | -8.41 | 2.16
36 | SS | 21 | Steel Strain Gauge | 1993-01-01 |  | 8290.41 | -9.38 | 2.28
36 | SS | 25 | Steel Strain Gauge | 1993-01-01 |  | 8290.07 | -11.37 | 2.4
36 | TC | 1 | MnROAD Thermal Couple Tree - Omega | 1993-07-19 |  | 8309.15 | -9.89 | 1.32
36 | TC | 2 | MnROAD Thermal Couple Tree - Omega | 1993-07-19 |  | 8309.15 | -9.89 | 3.12
36 | TC | 3 | MnROAD Thermal Couple Tree - Omega | 1993-07-19 |  | 8309.15 | -9.89 | 6.12
36 | TC | 4 | MnROAD Thermal Couple Tree - Omega | 1993-06-09 |  | 8309.15 | -9.89 | 9.36
36 | TC | 5 | MnROAD Thermal Couple Tree - Omega | 1992-08-18 |  | 8309.15 | -9.89 | 12.36
36 | TC | 6 | MnROAD Thermal Couple Tree - Omega | 1992-08-18 |  | 8309.15 | -9.89 | 18.36
36 | TC | 7 | MnROAD Thermal Couple Tree - Omega | 1992-08-18 |  | 8309.15 | -9.89 | 24.36
36 | TC | 8 | MnROAD Thermal Couple Tree - Omega | 1992-08-18 |  | 8309.15 | -9.89 | 36.36
36 | TC | 9 | MnROAD Thermal Couple Tree - Omega | 1993-01-01 |  | 8309.15 | -9.89 | 48.36
36 | TC | 10 | MnROAD Thermal Couple Tree - Omega | 1992-08-18 |  | 8309.15 | -9.89 | 60.36
36 | TC | 11 | MnROAD Thermal Couple Tree - Omega | 1993-01-01 |  | 8309.15 | -9.89 | 96.36
36 | TC | 101 | Thermocouple | 2011-04-28 |  | 8265 | -11.1 | 0.5
36 | TC | 102 | Thermocouple | 2011-04-28 |  | 8270 | -10.1 | 0.5
36 | TD | 1 | Time Domain Reflectometer | 1992-08-18 |  | 8312.35 | -9.53 | 13.08
36 | TD | 2 | Time Domain Reflectometer | 1992-08-18 |  | 8312.35 | -9.53 | 19.08
36 | TD | 3 | Time Domain Reflectometer | 1992-08-18 |  | 8312.35 | -9.53 | 25.08
36 | TD | 4 | Time Domain Reflectometer | 1992-08-18 |  | 8312.35 | -9.53 | 31.08
36 | TD | 5 | Time Domain Reflectometer | 1992-08-18 |  | 8312.35 | -9.53 | 37.08
36 | TD | 6 | Time Domain Reflectometer | 1992-08-18 |  | 8312.35 | -9.53 | 49.08
36 | TD | 7 | Time Domain Reflectometer | 1992-08-18 |  | 8312.35 | -9.53 | 61.08
36 | VW | 1 | Concrete Vibrating Wire Strain Gauge [low modulus] | 1993-01-01 |  | 8278.23 | -1.47 | 1.32 | Longitudinal
36 | VW | 2 | Concrete Vibrating Wire Strain Gauge [low modulus] | 1993-01-01 |  | 8277.47 | -5.96 | 1.08 | Longitudinal
36 | VW | 3 | Concrete Vibrating Wire Strain Gauge [low modulus] | 1993-01-01 |  | 8276.78 | -10.42 | 1.2 | Longitudinal
36 | VW | 4 | Concrete Vibrating Wire Strain Gauge [low modulus] | 1993-01-01 |  | 8278.23 | -1.47 | 5.4 | Longitudinal
36 | VW | 5 | Concrete Vibrating Wire Strain Gauge [low modulus] | 1993-01-01 |  | 8277.47 | -5.96 | 5.16 | Longitudinal
36 | VW | 6 | Concrete Vibrating Wire Strain Gauge [low modulus] | 1993-01-01 |  | 8276.78 | -10.42 | 5.16 | Longitudinal
36 | VW | 7 | Concrete Vibrating Wire Strain Gauge [low modulus] | 1993-01-01 |  | 8284.22 | -1.43 | 1.2 | Longitudinal
36 | VW | 8 | Concrete Vibrating Wire Strain Gauge [low modulus] | 1993-01-01 |  | 8283.56 | -6.06 | 0.84 | Longitudinal
36 | VW | 9 | Concrete Vibrating Wire Strain Gauge [low modulus] | 1993-01-01 |  | 8282.68 | -10.49 | 1.08 | Longitudinal
36 | VW | 10 | Concrete Vibrating Wire Strain Gauge [low modulus] | 1993-01-01 |  | 8284.22 | -1.43 | 5.16 | Longitudinal
36 | VW | 11 | Concrete Vibrating Wire Strain Gauge [low modulus] | 1993-01-01 |  | 8283.56 | -6.06 | 4.8 | Longitudinal
36 | VW | 12 | Concrete Vibrating Wire Strain Gauge [low modulus] | 1993-01-01 |  | 8282.68 | -10.49 | 5.16 | Longitudinal
36 | VW | 13 | Concrete Vibrating Wire Strain Gauge [low modulus] | 1993-01-01 |  | 8290.23 | -1.45 | 1.2 | Longitudinal
36 | VW | 14 | Concrete Vibrating Wire Strain Gauge [low modulus] | 1993-01-01 |  | 8289.48 | -5.97 | 0.96 | Longitudinal
36 | VW | 15 | Concrete Vibrating Wire Strain Gauge [low modulus] | 1993-01-01 |  | 8288.72 | -10.46 | 0.96 | Longitudinal
36 | VW | 16 | Concrete Vibrating Wire Strain Gauge [low modulus] | 1993-01-01 |  | 8290.23 | -1.45 | 5.16 | Longitudinal
36 | VW | 17 | Concrete Vibrating Wire Strain Gauge [low modulus] | 1993-01-01 |  | 8289.48 | -5.97 | 5.04 | Longitudinal
36 | VW | 18 | Concrete Vibrating Wire Strain Gauge [low modulus] | 1993-01-01 |  | 8288.72 | -10.46 | 5.04 | Longitudinal
36 | WM | 1 | Water Mark - Irrometer | 1992-08-18 |  | 8312.35 | -9.53 | 13.08
36 | WM | 2 | Water Mark - Irrometer | 1992-08-18 |  | 8312.35 | -9.53 | 19.08
36 | WM | 3 | Water Mark - Irrometer | 1992-08-18 |  | 8312.35 | -9.53 | 25.08
36 | WM | 4 | Water Mark - Irrometer | 1992-08-18 |  | 8312.35 | -9.53 | 31.08
36 | WM | 5 | Water Mark - Irrometer | 1993-01-01 |  | 8312.35 | -9.53 | 37.08
36 | WM | 6 | Water Mark - Irrometer | 1992-08-18 |  | 8312.35 | -9.53 | 49.08
36 | WM | 7 | Water Mark - Irrometer | 1992-08-18 |  | 8312.35 | -9.53 | 61.08
36 | XV | 1 | Concrete Vibrating Wire Strain Gauge [low modulus] | 1993-01-01 |  | 8278.23 | -1.47 | 1.32
36 | XV | 2 | Concrete Vibrating Wire Strain Gauge [low modulus] | 1993-01-01 |  | 8277.47 | -5.96 | 1.08
36 | XV | 3 | Concrete Vibrating Wire Strain Gauge [low modulus] | 1993-01-01 |  | 8276.78 | -10.42 | 1.2
36 | XV | 4 | Concrete Vibrating Wire Strain Gauge [low modulus] | 1993-01-01 |  | 8278.23 | -1.47 | 5.4
36 | XV | 5 | Concrete Vibrating Wire Strain Gauge [low modulus] | 1993-01-01 |  | 8277.47 | -5.96 | 5.16
36 | XV | 6 | Concrete Vibrating Wire Strain Gauge [low modulus] | 1993-01-01 |  | 8276.78 | -10.42 | 5.16
36 | XV | 7 | Concrete Vibrating Wire Strain Gauge [low modulus] | 1993-01-01 |  | 8284.22 | -1.43 | 1.2
36 | XV | 8 | Concrete Vibrating Wire Strain Gauge [low modulus] | 1993-01-01 |  | 8283.56 | -6.06 | 0.84
36 | XV | 9 | Concrete Vibrating Wire Strain Gauge [low modulus] | 1993-01-01 |  | 8282.68 | -10.49 | 1.08
36 | XV | 10 | Concrete Vibrating Wire Strain Gauge [low modulus] | 1993-01-01 |  | 8284.22 | -1.43 | 5.16
36 | XV | 11 | Concrete Vibrating Wire Strain Gauge [low modulus] | 1993-01-01 |  | 8283.56 | -6.06 | 4.8
36 | XV | 12 | Concrete Vibrating Wire Strain Gauge [low modulus] | 1993-01-01 |  | 8282.68 | -10.49 | 5.16
36 | XV | 13 | Concrete Vibrating Wire Strain Gauge [low modulus] | 1993-01-01 |  | 8290.23 | -1.45 | 1.2
36 | XV | 14 | Concrete Vibrating Wire Strain Gauge [low modulus] | 1993-01-01 |  | 8289.48 | -5.97 | 0.96
36 | XV | 15 | Concrete Vibrating Wire Strain Gauge [low modulus] | 1993-01-01 |  | 8288.72 | -10.46 | 0.96
36 | XV | 16 | Concrete Vibrating Wire Strain Gauge [low modulus] | 1993-01-01 |  | 8290.23 | -1.45 | 5.16
36 | XV | 17 | Concrete Vibrating Wire Strain Gauge [low modulus] | 1993-01-01 |  | 8289.48 | -5.97 | 5.04
36 | XV | 18 | Concrete Vibrating Wire Strain Gauge [low modulus] | 1993-01-01 |  | 8288.72 | -10.46 | 5.04
37 | CD | 1 | Concrete Embedment Strain Gauge | 1993-01-01 |  | 8927.07 | 3.52 | 1.56 | Longitudinal
37 | CD | 2 | Concrete Embedment Strain Gauge | 1993-01-01 |  | 8927.59 | 6.55 | 1.32 | Longitudinal
37 | CD | 3 | Concrete Embedment Strain Gauge | 1993-07-19 |  | 8928.1 | 9.48 | 1.32 | Longitudinal
37 | CD | 4 | Concrete Embedment Strain Gauge | 1993-01-01 |  | 8927.07 | 3.52 | 6.36 | Longitudinal
37 | CD | 5 | Concrete Embedment Strain Gauge | 1993-01-01 |  | 8927.59 | 6.55 | 6 | Longitudinal
37 | CD | 6 | Concrete Embedment Strain Gauge | 1993-01-01 |  | 8928.1 | 9.48 | 6.12 | Longitudinal
37 | CD | 7 | Concrete Embedment Strain Gauge | 1993-01-01 |  | 8931.57 | 3.55 | 1.2 | Longitudinal
37 | CD | 8 | Concrete Embedment Strain Gauge | 1993-01-01 |  | 8932.58 | 9.51 | 1.2 | Longitudinal
37 | CD | 9 | Concrete Embedment Strain Gauge | 1993-01-01 |  | 8931.57 | 3.55 | 6 | Longitudinal
37 | CD | 10 | Concrete Embedment Strain Gauge | 1993-01-01 |  | 8932.58 | 9.51 | 6 | Longitudinal
37 | CD | 11 | Concrete Embedment Strain Gauge | 1993-01-01 |  | 8936.05 | 3.54 | 1.08 | Longitudinal
37 | CD | 12 | Concrete Embedment Strain Gauge | 1993-01-01 |  | 8936.61 | 6.46 | 1.2 | Longitudinal
37 | CD | 13 | Concrete Embedment Strain Gauge | 1993-01-01 |  | 8937.1 | 9.54 | 1.2 | Longitudinal
37 | CD | 14 | Concrete Embedment Strain Gauge | 1993-01-01 |  | 8936.05 | 3.54 | 5.88 | Longitudinal
37 | CD | 15 | Concrete Embedment Strain Gauge | 1993-01-01 |  | 8936.61 | 6.46 | 4.8 | Longitudinal
37 | CD | 16 | Concrete Embedment Strain Gauge | 1993-01-01 |  | 8937.1 | 9.54 | 4.8 | Longitudinal
37 | CE | 1 | Dynamic Strain - Tokyo Sokki (PML-60) | 1993-01-01 |  | 8915.08 | 3.56 | 1.92 | Transverse
37 | CE | 2 | Dynamic Strain - Tokyo Sokki (PML-60) | 1993-01-01 |  | 8915.55 | 6.48 | 1.8 | Transverse
37 | CE | 3 | Dynamic Strain - Tokyo Sokki (PML-60) | 1993-07-19 |  | 8916.13 | 9.52 | 2.04 | Transverse
37 | CE | 4 | Dynamic Strain - Tokyo Sokki (PML-60) | 1993-01-01 |  | 8916.29 | 10.5 | 2.04 | Transverse
37 | CE | 5 | Dynamic Strain - Tokyo Sokki (PML-60) | 1993-01-01 |  | 8915.08 | 3.56 | 6.24 | Longitudinal
37 | CE | 6 | Dynamic Strain - Tokyo Sokki (PML-60) | 1993-01-01 |  | 8915.55 | 6.48 | 5.88 | Longitudinal
37 | CE | 7 | Dynamic Strain - Tokyo Sokki (PML-60) | 1993-01-01 |  | 8916.13 | 9.52 | 6.36 | Longitudinal
37 | CE | 8 | Dynamic Strain - Tokyo Sokki (PML-60) | 1993-01-01 |  | 8916.29 | 10.5 | 6.24 | Longitudinal
37 | CE | 9 | Dynamic Strain - Tokyo Sokki (PML-60) | 1993-01-01 |  | 8919.61 | 3.5 | 1.68 | Transverse
37 | CE | 10 | Dynamic Strain - Tokyo Sokki (PML-60) | 1993-01-01 |  | 8920.62 | 9.52 | 1.92 | Transverse
37 | CE | 11 | Dynamic Strain - Tokyo Sokki (PML-60) | 1993-01-01 |  | 8920.77 | 10.51 | 1.8 | Transverse
37 | CE | 12 | Dynamic Strain - Tokyo Sokki (PML-60) | 1993-01-01 |  | 8919.61 | 3.5 | 6.12 | Longitudinal
37 | CE | 13 | Dynamic Strain - Tokyo Sokki (PML-60) | 1993-01-01 |  | 8920.62 | 9.52 | 6.12 | Longitudinal
37 | CE | 14 | Dynamic Strain - Tokyo Sokki (PML-60) | 1993-01-01 |  | 8920.77 | 10.51 | 6.24 | Longitudinal
37 | CE | 15 | Dynamic Strain - Tokyo Sokki (PML-60) | 1993-07-19 |  | 8924.1 | 3.48 | 1.92 | Transverse
37 | CE | 16 | Dynamic Strain - Tokyo Sokki (PML-60) | 1993-01-01 |  | 8924.59 | 6.46 | 1.8 | Transverse
37 | CE | 17 | Dynamic Strain - Tokyo Sokki (PML-60) | 1993-01-01 |  | 8925.06 | 9.47 | 2.16 | Transverse
37 | CE | 18 | Dynamic Strain - Tokyo Sokki (PML-60) | 1993-01-01 |  | 8925.26 | 10.47 | 2.04 | Transverse
37 | CE | 19 | Dynamic Strain - Tokyo Sokki (PML-60) | 1993-01-01 |  | 8924.1 | 3.48 | 6.24 | Longitudinal
37 | CE | 20 | Dynamic Strain - Tokyo Sokki (PML-60) | 1993-07-19 |  | 8924.59 | 6.46 | 6 | Longitudinal
37 | CE | 21 | Dynamic Strain - Tokyo Sokki (PML-60) | 1993-07-19 |  | 8925.06 | 9.47 | 6.24 | Longitudinal
37 | CE | 22 | Dynamic Strain - Tokyo Sokki (PML-60) | 1993-01-01 |  | 8925.26 | 10.47 | 6.48 | Longitudinal
37 | CE | 23 | Dynamic Strain - Tokyo Sokki (PML-60) | 1993-01-01 |  | 8925.88 | -3.52 | 1.44 | Transverse
37 | CE | 24 | Dynamic Strain - Tokyo Sokki (PML-60) | 1993-01-01 |  | 8925.37 | -6.55 | 1.44 | Transverse
37 | CE | 25 | Dynamic Strain - Tokyo Sokki (PML-60) | 1993-07-19 |  | 8924.94 | -9.46 | 1.68 | Transverse
37 | CE | 26 | Dynamic Strain - Tokyo Sokki (PML-60) | 1993-01-01 |  | 8925.69 | -3.49 | 5.88 | Longitudinal
37 | CE | 27 | Dynamic Strain - Tokyo Sokki (PML-60) | 1993-01-01 |  | 8925.37 | -6.55 | 5.76 | Longitudinal
37 | CE | 28 | Dynamic Strain - Tokyo Sokki (PML-60) | 1993-01-01 |  | 8924.94 | -9.46 | 6 | Longitudinal
37 | CE | 29 | Dynamic Strain - Tokyo Sokki (PML-60) | 1993-01-01 |  | 8930.41 | -3.47 | 1.8 | Transverse
37 | CE | 30 | Dynamic Strain - Tokyo Sokki (PML-60) | 1993-01-01 |  | 8929.41 | -9.49 | 1.68 | Transverse
37 | CE | 31 | Dynamic Strain - Tokyo Sokki (PML-60) | 1993-01-01 |  | 8930.25 | -3.42 | 6 | Longitudinal
37 | CE | 32 | Dynamic Strain - Tokyo Sokki (PML-60) | 1993-01-01 |  | 8929.16 | -9.48 | 6 | Longitudinal
37 | CE | 33 | Dynamic Strain - Tokyo Sokki (PML-60) | 1993-01-01 |  | 8934.95 | -3.5 | 2.16 | Transverse
37 | CE | 34 | Dynamic Strain - Tokyo Sokki (PML-60) | 1993-01-01 |  | 8934.39 | -6.49 | 1.92 | Transverse
37 | CE | 35 | Dynamic Strain - Tokyo Sokki (PML-60) | 1993-01-01 |  | 8933.88 | -9.52 | 1.92 | Transverse
37 | CE | 36 | Dynamic Strain - Tokyo Sokki (PML-60) | 1993-01-01 |  | 8934.75 | -3.48 | 6.48 | Longitudinal
37 | CE | 37 | Dynamic Strain - Tokyo Sokki (PML-60) | 1993-01-01 |  | 8934.21 | -6.46 | 6.36 | Longitudinal
37 | CE | 38 | Dynamic Strain - Tokyo Sokki (PML-60) | 1993-01-01 |  | 8933.72 | -9.46 | 6.36 | Longitudinal
37 | CE | 39 | Dynamic Strain - Tokyo Sokki (PML-60) | 1993-07-19 |  | 8929.15 | -11.5 | 0.96
37 | CE | 40 | Dynamic Strain - Tokyo Sokki (PML-60) | 1993-01-01 |  | 8929.15 | -11.5 | 5.04
37 | CE | 41 | Dynamic Strain - Tokyo Sokki (PML-60) | 1993-07-19 |  | 8929.29 | -9.4 | 0.12
37 | CE | 42 | Dynamic Strain - Tokyo Sokki (PML-60) | 1993-07-19 |  | 8920.62 | 9.6 | 0.12
37 | CE | 43 | Dynamic Strain - Tokyo Sokki (PML-60) | 1993-07-19 |  | 8921.09 | 11.6 | 0.96
37 | CE | 44 | Dynamic Strain - Tokyo Sokki (PML-60) | 1993-07-19 |  | 8921.09 | 11.6 | 5.04
37 | CE | 45 | Dynamic Strain - Tokyo Sokki (PML-60) | 1993-07-19 |  | 8920.62 | 9.6 | 0.96
37 | CE | 46 | Dynamic Strain - Tokyo Sokki (PML-60) | 1993-07-19 |  | 8920.62 | 9.6 | 5.04
37 | CE | 47 | Dynamic Strain - Tokyo Sokki (PML-60) | 1993-01-01 |  | 8929.29 | -9.4 | 0.96
37 | CE | 48 | Dynamic Strain - Tokyo Sokki (PML-60) | 1993-07-19 |  | 8929.29 | -9.4 | 5.04
37 | DT | 1 | Linear Variable Differential Transducer | 1993-01-01 |  | 8947.39 | -3.54 | 3
37 | DT | 2 | Linear Variable Differential Transducer | 1993-01-01 |  | 8946.38 | -9.6 | 3
37 | DT | 3 | Linear Variable Differential Transducer | 1993-01-01 |  | 8949.45 | -3.53 | 3
37 | DT | 4 | Linear Variable Differential Transducer | 1993-01-01 |  | 8948.47 | -9.56 | 3
37 | FW | 1 | Concrete Vibrating Wire Strain Gauge [low modulus] (frequency) | 1993-01-01 |  | 8914.3 | -1.51 | 1.32 | Transverse
37 | FW | 2 | Concrete Vibrating Wire Strain Gauge [low modulus] (frequency) | 1993-01-01 |  | 8913.5 | -6.06 | 1.44 | Transverse
37 | FW | 3 | Concrete Vibrating Wire Strain Gauge [low modulus] (frequency) | 1993-01-01 |  | 8912.7 | -10.5 | 1.2 | Transverse
37 | FW | 4 | Concrete Vibrating Wire Strain Gauge [low modulus] (frequency) | 1993-01-01 |  | 8914.3 | -1.51 | 5.4 | Longitudinal
37 | FW | 5 | Concrete Vibrating Wire Strain Gauge [low modulus] (frequency) | 1993-01-01 |  | 8913.5 | -6.06 | 5.64 | Longitudinal
37 | FW | 6 | Concrete Vibrating Wire Strain Gauge [low modulus] (frequency) | 1993-01-01 |  | 8912.7 | -10.5 | 5.4 | Longitudinal
37 | FW | 7 | Concrete Vibrating Wire Strain Gauge [low modulus] (frequency) | 1993-01-01 |  | 8918.7 | -1.47 | 1.44 | Transverse
37 | FW | 8 | Concrete Vibrating Wire Strain Gauge [low modulus] (frequency) | 1993-01-01 |  | 8918.1 | -6.01 | 1.56 | Transverse
37 | FW | 9 | Concrete Vibrating Wire Strain Gauge [low modulus] (frequency) | 1993-01-01 |  | 8917.4 | -10.54 | 1.8 | Transverse
37 | FW | 10 | Concrete Vibrating Wire Strain Gauge [low modulus] (frequency) | 1993-01-01 |  | 8918.7 | -1.47 | 5.4 | Longitudinal
37 | FW | 11 | Concrete Vibrating Wire Strain Gauge [low modulus] (frequency) | 1993-01-01 |  | 8918.1 | -6.01 | 5.52 | Longitudinal
37 | FW | 12 | Concrete Vibrating Wire Strain Gauge [low modulus] (frequency) | 1993-01-01 |  | 8917.4 | -10.54 | 5.88 | Longitudinal
37 | FW | 13 | Concrete Vibrating Wire Strain Gauge [low modulus] (frequency) | 1993-01-01 |  | 8923.3 | -1.51 | 1.44 | Transverse
37 | FW | 14 | Concrete Vibrating Wire Strain Gauge [low modulus] (frequency) | 1993-01-01 |  | 8922.5 | -6.03 | 1.32 | Transverse
37 | FW | 15 | Concrete Vibrating Wire Strain Gauge [low modulus] (frequency) | 1993-01-01 |  | 8921.9 | -10.6 | 1.44 | Transverse
37 | FW | 16 | Concrete Vibrating Wire Strain Gauge [low modulus] (frequency) | 1993-01-01 |  | 8923.3 | -1.51 | 5.52 | Longitudinal
37 | FW | 17 | Concrete Vibrating Wire Strain Gauge [low modulus] (frequency) | 1993-01-01 |  | 8922.5 | -6.03 | 5.4 | Longitudinal
37 | FW | 18 | Concrete Vibrating Wire Strain Gauge [low modulus] (frequency) | 1993-01-01 |  | 8921.9 | -10.6 | 5.52 | Longitudinal
37 | HC | 1 | Horizonal Clip Gauge - Tokyo Sokki (PI-5S-50/150) | 1993-01-01 |  | 8913.66 | 3.46 | 2.04
37 | HC | 2 | Horizonal Clip Gauge - Tokyo Sokki (PI-5S-50/150) | 1993-01-01 |  | 8914.64 | 9.45 | 2.04
37 | HC | 3 | Horizonal Clip Gauge - Tokyo Sokki (PI-5S-50/150) | 1993-01-01 |  | 8912.36 | -3.52 | 2.04
37 | HC | 4 | Horizonal Clip Gauge - Tokyo Sokki (PI-5S-50/150) | 1993-01-01 |  | 8911.33 | -9.51 | 2.04
37 | HC | 5 | Horizonal Clip Gauge - Tokyo Sokki (PI-5S-50/150) | 1993-01-01 |  | 8924.34 | -3.55 | 1.2
37 | HC | 6 | Horizonal Clip Gauge - Tokyo Sokki (PI-5S-50/150) | 1993-01-01 |  | 8923.32 | -9.5 | 1.32
37 | HC | 7 | Horizonal Clip Gauge - Tokyo Sokki (PI-5S-50/150) | 1993-01-01 |  | 8924.34 | -3.55 | 5.28
37 | HC | 8 | Horizonal Clip Gauge - Tokyo Sokki (PI-5S-50/150) | 1993-01-01 |  | 8923.32 | -9.5 | 5.16
37 | HC | 9 | Horizonal Clip Gauge - Tokyo Sokki (PI-5S-50/150) | 1993-01-01 |  | 8937.53 | 3.5 | 1.32
37 | HC | 10 | Horizonal Clip Gauge - Tokyo Sokki (PI-5S-50/150) | 1993-01-01 |  | 8938.55 | 9.57 | 1.32
37 | HC | 11 | Horizonal Clip Gauge - Tokyo Sokki (PI-5S-50/150) | 1993-01-01 |  | 8937.53 | 3.5 | 5.28
37 | HC | 12 | Horizonal Clip Gauge - Tokyo Sokki (PI-5S-50/150) | 1993-01-01 |  | 8938.55 | 9.57 | 5.28
37 | NP | 1 | Neutron Probe | 1993-01-01 |  | 8941.68 | -6.48 | 0
37 | OS | 1 | MnROAD Open Stand Pipe | 1992-08-18 |  | 8963.78 | -24.97 | 180
37 | PA | 1 | Piezo-Accelerometer | 1993-01-01 |  | 8924.82 | 5.08 | 1.8
37 | PA | 2 | Piezo-Accelerometer | 1993-01-01 |  | 8925.34 | 5.06 | 1.68
37 | PA | 3 | Piezo-Accelerometer | 1993-01-01 |  | 8926.34 | 5.06 | 1.68
37 | PA | 4 | Piezo-Accelerometer | 1993-01-01 |  | 8926.84 | 5.04 | 1.8
37 | PA | 5 | Piezo-Accelerometer | 1993-01-01 |  | 8927.37 | 5.04 | 2.04
37 | PA | 6 | Piezo-Accelerometer | 1993-01-01 |  | 8927.84 | 5.03 | 1.92
37 | PG | 1 | Dynamic Normal Pressure Gauge - Geokon 3500 | 1993-01-01 |  | 8901.94 | -3.47 | 6.72
37 | PG | 2 | Dynamic Normal Pressure Gauge - Geokon 3500 | 1993-01-01 |  | 8900.93 | -9.49 | 6.72
37 | PG | 3 | Dynamic Normal Pressure Gauge - Geokon 3500 | 1993-01-01 |  | 8904.04 | -5.99 | 6.6
37 | PG | 4 | Dynamic Normal Pressure Gauge - Geokon 3500 | 1993-01-01 |  | 8906.48 | -3.48 | 6.72
37 | PG | 5 | Dynamic Normal Pressure Gauge - Geokon 3500 | 1993-01-01 |  | 8905.45 | -9.52 | 7.08
37 | PG | 6 | Dynamic Normal Pressure Gauge - Geokon 3500 | 1993-01-01 |  | 8907.99 | -5.92 | 6.48
37 | PG | 7 | Dynamic Normal Pressure Gauge - Geokon 3500 | 1993-01-01 |  | 8910.97 | -3.42 | 6.72
37 | PG | 8 | Dynamic Normal Pressure Gauge - Geokon 3500 | 1993-01-01 |  | 8909.95 | -9.53 | 6.96
37 | RP | 1 | Resistivity Probe | 1993-01-01 |  | 8940.98 | -9.68 | 12.48
37 | RW | 1 | Concrete Vibrating Wire Strain Gauge [low modulus] (resistance) | 1993-01-01 |  | 8914.3 | -1.51 | 1.32 | Transverse
37 | RW | 2 | Concrete Vibrating Wire Strain Gauge [low modulus] (resistance) | 1993-01-01 |  | 8913.5 | -6.06 | 1.44 | Transverse
37 | RW | 3 | Concrete Vibrating Wire Strain Gauge [low modulus] (resistance) | 1993-01-01 |  | 8912.7 | -10.5 | 1.2 | Transverse
37 | RW | 4 | Concrete Vibrating Wire Strain Gauge [low modulus] (resistance) | 1993-01-01 |  | 8914.3 | -1.51 | 5.4 | Longitudinal
37 | RW | 5 | Concrete Vibrating Wire Strain Gauge [low modulus] (resistance) | 1993-01-01 |  | 8913.5 | -6.06 | 5.64 | Longitudinal
37 | RW | 6 | Concrete Vibrating Wire Strain Gauge [low modulus] (resistance) | 1993-01-01 |  | 8912.7 | -10.5 | 5.4 | Longitudinal
37 | RW | 7 | Concrete Vibrating Wire Strain Gauge [low modulus] (resistance) | 1993-01-01 |  | 8918.7 | -1.47 | 1.44 | Transverse
37 | RW | 8 | Concrete Vibrating Wire Strain Gauge [low modulus] (resistance) | 1993-01-01 |  | 8918.1 | -6.01 | 1.56 | Transverse
37 | RW | 9 | Concrete Vibrating Wire Strain Gauge [low modulus] (resistance) | 1993-01-01 |  | 8917.4 | -10.54 | 1.8 | Transverse
37 | RW | 10 | Concrete Vibrating Wire Strain Gauge [low modulus] (resistance) | 1993-01-01 |  | 8918.7 | -1.47 | 5.4 | Longitudinal
37 | RW | 11 | Concrete Vibrating Wire Strain Gauge [low modulus] (resistance) | 1993-01-01 |  | 8918.1 | -6.01 | 5.52 | Longitudinal
37 | RW | 12 | Concrete Vibrating Wire Strain Gauge [low modulus] (resistance) | 1993-01-01 |  | 8917.4 | -10.54 | 5.88 | Longitudinal
37 | RW | 13 | Concrete Vibrating Wire Strain Gauge [low modulus] (resistance) | 1993-01-01 |  | 8923.3 | -1.51 | 1.44 | Transverse
37 | RW | 14 | Concrete Vibrating Wire Strain Gauge [low modulus] (resistance) | 1993-01-01 |  | 8922.5 | -6.03 | 1.32 | Transverse
37 | RW | 15 | Concrete Vibrating Wire Strain Gauge [low modulus] (resistance) | 1993-01-01 |  | 8921.9 | -10.6 | 1.44 | Transverse
37 | RW | 16 | Concrete Vibrating Wire Strain Gauge [low modulus] (resistance) | 1993-01-01 |  | 8923.3 | -1.51 | 5.52 | Longitudinal
37 | RW | 17 | Concrete Vibrating Wire Strain Gauge [low modulus] (resistance) | 1993-01-01 |  | 8922.5 | -6.03 | 5.4 | Longitudinal
37 | RW | 18 | Concrete Vibrating Wire Strain Gauge [low modulus] (resistance) | 1993-01-01 |  | 8921.9 | -10.6 | 5.52 | Longitudinal
37 | TC | 1 | MnROAD Thermal Couple Tree - Omega | 1993-07-19 |  | 8941.68 | -9.45 | 6.48
37 | TC | 2 | MnROAD Thermal Couple Tree - Omega | 1993-07-19 |  | 8941.68 | -9.45 | 3.12
37 | TC | 3 | MnROAD Thermal Couple Tree - Omega | 1993-07-19 |  | 8941.68 | -9.45 | 1.08
37 | TC | 4 | MnROAD Thermal Couple Tree - Omega | 1993-06-10 |  | 8941.68 | -9.45 | 10.32
37 | TC | 5 | MnROAD Thermal Couple Tree - Omega | 1993-06-10 |  | 8941.68 | -9.45 | 13.32
37 | TC | 6 | MnROAD Thermal Couple Tree - Omega | 1992-08-18 |  | 8941.68 | -9.45 | 19.32
37 | TC | 7 | MnROAD Thermal Couple Tree - Omega | 1992-08-18 |  | 8941.68 | -9.45 | 25.32
37 | TC | 8 | MnROAD Thermal Couple Tree - Omega | 1992-08-18 |  | 8941.68 | -9.45 | 37.32
37 | TC | 9 | MnROAD Thermal Couple Tree - Omega | 1992-08-18 |  | 8941.68 | -9.45 | 49.32
37 | TC | 10 | MnROAD Thermal Couple Tree - Omega | 1992-08-18 |  | 8941.68 | -9.45 | 61.32
37 | TC | 11 | MnROAD Thermal Couple Tree - Omega | 1992-08-18 |  | 8941.68 | -9.45 | 99.36
37 | TD | 1 | Time Domain Reflectometer | 1993-06-10 |  | 8938.37 | -9.62 | 12.84
37 | TD | 2 | Time Domain Reflectometer | 1993-06-10 |  | 8938.37 | -9.62 | 18.84
37 | TD | 3 | Time Domain Reflectometer | 1993-06-10 |  | 8938.37 | -9.62 | 25.08
37 | TD | 4 | Time Domain Reflectometer | 1993-06-10 |  | 8938.37 | -9.62 | 30.84
37 | TD | 5 | Time Domain Reflectometer | 1993-06-10 |  | 8938.37 | -9.62 | 36.84
37 | TD | 6 | Time Domain Reflectometer | 1993-06-10 |  | 8938.37 | -9.62 | 44.88
37 | TD | 7 | Time Domain Reflectometer | 1993-06-10 |  | 8938.37 | -9.62 | 56.4
37 | VW | 1 | Concrete Vibrating Wire Strain Gauge [low modulus] | 1993-01-01 |  | 8914.25 | -1.51 | 1.32 | Transverse
37 | VW | 2 | Concrete Vibrating Wire Strain Gauge [low modulus] | 1993-01-01 |  | 8913.54 | -6.06 | 1.44 | Transverse
37 | VW | 3 | Concrete Vibrating Wire Strain Gauge [low modulus] | 1993-01-01 |  | 8912.74 | -10.5 | 1.2 | Transverse
37 | VW | 4 | Concrete Vibrating Wire Strain Gauge [low modulus] | 1993-01-01 |  | 8914.25 | -1.51 | 5.4 | Longitudinal
37 | VW | 5 | Concrete Vibrating Wire Strain Gauge [low modulus] | 1993-01-01 |  | 8913.54 | -6.06 | 5.64 | Longitudinal
37 | VW | 6 | Concrete Vibrating Wire Strain Gauge [low modulus] | 1993-01-01 |  | 8912.74 | -10.5 | 5.4 | Longitudinal
37 | VW | 7 | Concrete Vibrating Wire Strain Gauge [low modulus] | 1993-01-01 |  | 8918.73 | -1.47 | 1.44 | Transverse
37 | VW | 8 | Concrete Vibrating Wire Strain Gauge [low modulus] | 1993-01-01 |  | 8918.1 | -6.01 | 1.56 | Transverse
37 | VW | 9 | Concrete Vibrating Wire Strain Gauge [low modulus] | 1993-01-01 |  | 8917.35 | -10.54 | 1.8 | Transverse
37 | VW | 10 | Concrete Vibrating Wire Strain Gauge [low modulus] | 1993-01-01 |  | 8918.73 | -1.47 | 5.4 | Longitudinal
37 | VW | 11 | Concrete Vibrating Wire Strain Gauge [low modulus] | 1993-01-01 |  | 8918.1 | -6.01 | 5.52 | Longitudinal
37 | VW | 12 | Concrete Vibrating Wire Strain Gauge [low modulus] | 1993-01-01 |  | 8917.35 | -10.54 | 5.88 | Longitudinal
37 | VW | 13 | Concrete Vibrating Wire Strain Gauge [low modulus] | 1993-01-01 |  | 8923.25 | -1.51 | 1.44 | Transverse
37 | VW | 14 | Concrete Vibrating Wire Strain Gauge [low modulus] | 1993-01-01 |  | 8922.51 | -6.03 | 1.32 | Transverse
37 | VW | 15 | Concrete Vibrating Wire Strain Gauge [low modulus] | 1993-01-01 |  | 8921.88 | -10.6 | 1.44 | Transverse
37 | VW | 16 | Concrete Vibrating Wire Strain Gauge [low modulus] | 1993-01-01 |  | 8923.25 | -1.51 | 5.52 | Longitudinal
37 | VW | 17 | Concrete Vibrating Wire Strain Gauge [low modulus] | 1993-01-01 |  | 8922.51 | -6.03 | 5.4 | Longitudinal
37 | VW | 18 | Concrete Vibrating Wire Strain Gauge [low modulus] | 1993-01-01 |  | 8921.88 | -10.6 | 5.52 | Longitudinal
37 | WM | 1 | Water Mark - Irrometer | 1993-06-10 |  | 8938.37 | -9.62 | 12.84
37 | WM | 2 | Water Mark - Irrometer | 1993-06-10 |  | 8938.37 | -9.62 | 18.84
37 | WM | 3 | Water Mark - Irrometer | 1993-06-10 |  | 8938.37 | -9.62 | 25.08
37 | WM | 4 | Water Mark - Irrometer | 1993-06-10 |  | 8938.37 | -9.62 | 30.84
37 | WM | 5 | Water Mark - Irrometer | 1993-06-10 |  | 8938.37 | -9.62 | 36.84
37 | WM | 6 | Water Mark - Irrometer | 1993-06-10 |  | 8938.37 | -9.62 | 44.88
37 | WM | 7 | Water Mark - Irrometer | 1993-06-10 |  | 8938.37 | -9.62 | 56.4
37 | XV | 1 | Concrete Vibrating Wire Strain Gauge [low modulus] | 1993-01-01 |  | 8914.25 | -1.51 | 1.32
37 | XV | 2 | Concrete Vibrating Wire Strain Gauge [low modulus] | 1993-01-01 |  | 8913.54 | -6.06 | 1.44
37 | XV | 3 | Concrete Vibrating Wire Strain Gauge [low modulus] | 1993-01-01 |  | 8912.74 | -10.5 | 1.2
37 | XV | 4 | Concrete Vibrating Wire Strain Gauge [low modulus] | 1993-01-01 |  | 8914.25 | -1.51 | 5.4
37 | XV | 5 | Concrete Vibrating Wire Strain Gauge [low modulus] | 1993-01-01 |  | 8913.54 | -6.06 | 5.64
37 | XV | 6 | Concrete Vibrating Wire Strain Gauge [low modulus] | 1993-01-01 |  | 8912.74 | -10.5 | 5.4
37 | XV | 7 | Concrete Vibrating Wire Strain Gauge [low modulus] | 1993-01-01 |  | 8918.73 | -1.47 | 1.44
37 | XV | 8 | Concrete Vibrating Wire Strain Gauge [low modulus] | 1993-01-01 |  | 8918.1 | -6.01 | 1.56
37 | XV | 9 | Concrete Vibrating Wire Strain Gauge [low modulus] | 1993-01-01 |  | 8917.35 | -10.54 | 1.8
37 | XV | 10 | Concrete Vibrating Wire Strain Gauge [low modulus] | 1993-01-01 |  | 8918.73 | -1.47 | 5.4
37 | XV | 11 | Concrete Vibrating Wire Strain Gauge [low modulus] | 1993-01-01 |  | 8918.1 | -6.01 | 5.52
37 | XV | 12 | Concrete Vibrating Wire Strain Gauge [low modulus] | 1993-01-01 |  | 8917.35 | -10.54 | 5.88
37 | XV | 13 | Concrete Vibrating Wire Strain Gauge [low modulus] | 1993-01-01 |  | 8923.25 | -1.51 | 1.44
37 | XV | 14 | Concrete Vibrating Wire Strain Gauge [low modulus] | 1993-01-01 |  | 8922.51 | -6.03 | 1.32
37 | XV | 15 | Concrete Vibrating Wire Strain Gauge [low modulus] | 1993-01-01 |  | 8921.88 | -10.6 | 1.44
37 | XV | 16 | Concrete Vibrating Wire Strain Gauge [low modulus] | 1993-01-01 |  | 8923.25 | -1.51 | 5.52
37 | XV | 17 | Concrete Vibrating Wire Strain Gauge [low modulus] | 1993-01-01 |  | 8922.51 | -6.03 | 5.4
37 | XV | 18 | Concrete Vibrating Wire Strain Gauge [low modulus] | 1993-01-01 |  | 8921.88 | -10.6 | 5.52
38 | CD | 1 | Concrete Embedment Strain Gauge | 1993-01-01 |  | 9422.1 | 3.54 | 1.08 | Longitudinal
38 | CD | 2 | Concrete Embedment Strain Gauge | 1993-01-01 |  | 9422.59 | 6.48 | 0.72 | Longitudinal
38 | CD | 3 | Concrete Embedment Strain Gauge | 1993-01-01 |  | 9423.04 | 9.52 | 0.84 | Longitudinal
38 | CD | 4 | Concrete Embedment Strain Gauge | 1993-07-19 |  | 9422.1 | 3.54 | 5.88 | Longitudinal
38 | CD | 5 | Concrete Embedment Strain Gauge | 1993-07-19 |  | 9422.59 | 6.48 | 5.52 | Longitudinal
38 | CD | 6 | Concrete Embedment Strain Gauge | 1993-07-19 |  | 9423.04 | 9.52 | 5.64 | Longitudinal
38 | CD | 7 | Concrete Embedment Strain Gauge | 1993-01-01 |  | 9428.06 | 3.55 | 0.84 | Longitudinal
38 | CD | 8 | Concrete Embedment Strain Gauge | 1993-01-01 |  | 9429.07 | 9.49 | 0.96 | Longitudinal
38 | CD | 9 | Concrete Embedment Strain Gauge | 1993-01-01 |  | 9428.06 | 3.55 | 5.76 | Longitudinal
38 | CD | 10 | Concrete Embedment Strain Gauge | 1993-01-01 |  | 9429.07 | 9.49 | 5.76 | Longitudinal
38 | CD | 11 | Concrete Embedment Strain Gauge | 1993-01-01 |  | 9433.97 | 3.54 | 1.32 | Longitudinal
38 | CD | 12 | Concrete Embedment Strain Gauge | 1993-01-01 |  | 9434.57 | 6.58 | 0.84 | Longitudinal
38 | CD | 13 | Concrete Embedment Strain Gauge | 1993-01-01 |  | 9435.08 | 9.55 | 0.84 | Longitudinal
38 | CD | 14 | Concrete Embedment Strain Gauge | 1993-01-01 |  | 9433.97 | 3.54 | 5.52 | Longitudinal
38 | CD | 15 | Concrete Embedment Strain Gauge | 1993-01-01 |  | 9434.57 | 6.58 | 5.64 | Longitudinal
38 | CD | 16 | Concrete Embedment Strain Gauge | 1993-01-01 |  | 9435.08 | 9.55 | 5.64 | Longitudinal
38 | CE | 1 | Dynamic Strain - Tokyo Sokki (PML-60) | 1993-07-19 |  | 9406.96 | 3.53 | 1.44 | Transverse
38 | CE | 2 | Dynamic Strain - Tokyo Sokki (PML-60) | 1993-07-19 |  | 9407.54 | 6.52 | 1.32 | Transverse
38 | CE | 3 | Dynamic Strain - Tokyo Sokki (PML-60) | 1993-07-19 |  | 9408.04 | 9.45 | 1.56 | Transverse
38 | CE | 4 | Dynamic Strain - Tokyo Sokki (PML-60) | 1993-01-01 |  | 9408.18 | 10.55 | 0.96 | Transverse
38 | CE | 5 | Dynamic Strain - Tokyo Sokki (PML-60) | 1993-01-01 |  | 9406.96 | 3.53 | 5.76 | Longitudinal
38 | CE | 6 | Dynamic Strain - Tokyo Sokki (PML-60) | 1993-01-01 |  | 9407.54 | 6.52 | 5.64 | Longitudinal
38 | CE | 7 | Dynamic Strain - Tokyo Sokki (PML-60) | 1993-01-01 |  | 9408.04 | 9.45 | 5.76 | Longitudinal
38 | CE | 8 | Dynamic Strain - Tokyo Sokki (PML-60) | 1993-01-01 |  | 9408.18 | 10.55 | 5.28 | Longitudinal
38 | CE | 9 | Dynamic Strain - Tokyo Sokki (PML-60) | 1993-07-19 |  | 9412.98 | 3.53 | 1.56 | Transverse
38 | CE | 10 | Dynamic Strain - Tokyo Sokki (PML-60) | 1993-01-01 |  | 9414.07 | 9.46 | 1.44 | Transverse
38 | CE | 11 | Dynamic Strain - Tokyo Sokki (PML-60) | 1993-01-01 |  | 9414.23 | 10.54 | 1.32 | Transverse
38 | CE | 12 | Dynamic Strain - Tokyo Sokki (PML-60) | 1993-01-01 |  | 9412.98 | 3.53 | 5.88 | Longitudinal
38 | CE | 13 | Dynamic Strain - Tokyo Sokki (PML-60) | 1993-01-01 |  | 9414.07 | 9.46 | 5.64 | Longitudinal
38 | CE | 14 | Dynamic Strain - Tokyo Sokki (PML-60) | 1993-01-01 |  | 9414.23 | 10.54 | 5.76 | Longitudinal
38 | CE | 15 | Dynamic Strain - Tokyo Sokki (PML-60) | 1993-01-01 |  | 9419.12 | 3.56 | 1.56 | Transverse
38 | CE | 16 | Dynamic Strain - Tokyo Sokki (PML-60) | 1993-01-01 |  | 9419.57 | 6.53 | 1.2 | Transverse
38 | CE | 17 | Dynamic Strain - Tokyo Sokki (PML-60) | 1993-07-19 |  | 9420.05 | 9.51 | 1.2 | Transverse
38 | CE | 18 | Dynamic Strain - Tokyo Sokki (PML-60) | 1993-07-19 |  | 9420.23 | 10.53 | 1.44 | Transverse
38 | CE | 19 | Dynamic Strain - Tokyo Sokki (PML-60) | 1993-01-01 |  | 9419.12 | 3.56 | 5.88 | Longitudinal
38 | CE | 20 | Dynamic Strain - Tokyo Sokki (PML-60) | 1993-01-01 |  | 9419.57 | 6.53 | 5.52 | Longitudinal
38 | CE | 21 | Dynamic Strain - Tokyo Sokki (PML-60) | 1993-01-01 |  | 9420.05 | 9.51 | 5.52 | Longitudinal
38 | CE | 22 | Dynamic Strain - Tokyo Sokki (PML-60) | 1993-01-01 |  | 9420.23 | 10.53 | 5.64 | Longitudinal
38 | CE | 23 | Dynamic Strain - Tokyo Sokki (PML-60) | 1993-07-19 |  | 9420.93 | -3.49 | 1.2 | Transverse
38 | CE | 24 | Dynamic Strain - Tokyo Sokki (PML-60) | 1993-01-01 |  | 9420.36 | -6.47 | 1.2 | Transverse
38 | CE | 25 | Dynamic Strain - Tokyo Sokki (PML-60) | 1993-01-01 |  | 9419.86 | -9.5 | 1.44 | Transverse
38 | CE | 26 | Dynamic Strain - Tokyo Sokki (PML-60) | 1993-01-01 |  | 9420.93 | -3.49 | 5.52
38 | CE | 27 | Dynamic Strain - Tokyo Sokki (PML-60) | 1993-01-01 |  | 9420.36 | -6.47 | 5.52 | Longitudinal
38 | CE | 28 | Dynamic Strain - Tokyo Sokki (PML-60) | 1993-07-19 |  | 9419.86 | -9.5 | 5.88 | Longitudinal
38 | CE | 29 | Dynamic Strain - Tokyo Sokki (PML-60) | 1993-01-01 |  | 9426.89 | -3.53 | 1.2 | Transverse
38 | CE | 30 | Dynamic Strain - Tokyo Sokki (PML-60) | 1993-07-19 |  | 9425.89 | -9.46 | 1.32 | Transverse
38 | CE | 31 | Dynamic Strain - Tokyo Sokki (PML-60) | 1993-01-01 |  | 9426.89 | -3.53 | 5.4 | Longitudinal
38 | CE | 32 | Dynamic Strain - Tokyo Sokki (PML-60) | 1993-01-01 |  | 9425.89 | -9.46 | 5.64 | Longitudinal
38 | CE | 33 | Dynamic Strain - Tokyo Sokki (PML-60) | 1993-01-01 |  | 9432.81 | -3.5 | 1.32 | Transverse
38 | CE | 34 | Dynamic Strain - Tokyo Sokki (PML-60) | 1993-01-01 |  | 9432.36 | -6.44 | 1.44 | Transverse
38 | CE | 35 | Dynamic Strain - Tokyo Sokki (PML-60) | 1993-01-01 |  | 9431.83 | -9.46 | 1.32 | Transverse
38 | CE | 36 | Dynamic Strain - Tokyo Sokki (PML-60) | 1993-01-01 |  | 9432.81 | -3.5 | 5.52 | Longitudinal
38 | CE | 37 | Dynamic Strain - Tokyo Sokki (PML-60) | 1993-01-01 |  | 9432.36 | -6.44 | 5.64 | Longitudinal
38 | CE | 38 | Dynamic Strain - Tokyo Sokki (PML-60) | 1993-01-01 |  | 9431.83 | -9.46 | 5.64 | Longitudinal
38 | CE | 39 | Dynamic Strain - Tokyo Sokki (PML-60) | 1993-07-19 |  | 9425.5 | -11.5 | 0.96
38 | CE | 40 | Dynamic Strain - Tokyo Sokki (PML-60) | 1993-07-19 |  | 9425.5 | -11.5 | 5.04
38 | CE | 41 | Dynamic Strain - Tokyo Sokki (PML-60) | 1993-01-01 |  | 9426.89 | -9.4 | 0.12
38 | CE | 42 | Dynamic Strain - Tokyo Sokki (PML-60) | 1993-01-01 |  | 9426.89 | -9.4 | 0.96
38 | CE | 43 | Dynamic Strain - Tokyo Sokki (PML-60) | 1993-01-01 |  | 9426.89 | -9.4 | 5.04
38 | CE | 44 | Dynamic Strain - Tokyo Sokki (PML-60) | 1993-07-19 |  | 9414.07 | 9.6 | 0.12
38 | CE | 45 | Dynamic Strain - Tokyo Sokki (PML-60) | 1993-07-19 |  | 9414.32 | 11.6 | 0.96
38 | CE | 46 | Dynamic Strain - Tokyo Sokki (PML-60) | 1993-07-19 |  | 9414.32 | 11.6 | 5.04
38 | CE | 47 | Dynamic Strain - Tokyo Sokki (PML-60) | 1993-07-19 |  | 9414.07 | 9.6 | 0.96
38 | CE | 48 | Dynamic Strain - Tokyo Sokki (PML-60) | 1993-07-19 |  | 9414.07 | 9.6 | 5.04
38 | CE | 51 | Dynamic Strain - Tokyo Sokki (PML-60) | 1993-07-19 |  | 9378.13 | 9.63 | 0.96 | Longitudinal
38 | CE | 52 | Dynamic Strain - Tokyo Sokki (PML-60) | 1993-07-19 |  | 9377.67 | 6.6 | 0.96 | Longitudinal
38 | CE | 53 | Dynamic Strain - Tokyo Sokki (PML-60) | 1993-07-19 |  | 9377.19 | 3.6 | 0.96 | Longitudinal
38 | CE | 54 | Dynamic Strain - Tokyo Sokki (PML-60) | 1993-07-19 |  | 9378.13 | 9.63 | 5.04 | Longitudinal
38 | CE | 55 | Dynamic Strain - Tokyo Sokki (PML-60) | 1993-07-19 |  | 9377.67 | 6.6 | 5.04 | Longitudinal
38 | CE | 56 | Dynamic Strain - Tokyo Sokki (PML-60) | 1993-07-19 |  | 9377.19 | 3.6 | 5.04 | Longitudinal
38 | CE | 57 | Dynamic Strain - Tokyo Sokki (PML-60) | 1993-07-19 |  | 9384.36 | 11.52 | 0.96 | Longitudinal
38 | CE | 58 | Dynamic Strain - Tokyo Sokki (PML-60) | 1993-07-19 |  | 9383.91 | 9.65 | 0.96 | Longitudinal
38 | CE | 59 | Dynamic Strain - Tokyo Sokki (PML-60) | 1993-07-19 |  | 9384.36 | 11.52 | 5.04 | Longitudinal
38 | CE | 60 | Dynamic Strain - Tokyo Sokki (PML-60) | 1993-07-19 |  | 9383.91 | 9.65 | 5.04 | Longitudinal
38 | CE | 61 | Dynamic Strain - Tokyo Sokki (PML-60) | 1993-07-19 |  | 9392.88 | 9.63 | 0.96 | Longitudinal
38 | CE | 62 | Dynamic Strain - Tokyo Sokki (PML-60) | 1993-07-19 |  | 9392.42 | 6.67 | 0.96 | Longitudinal
38 | CE | 63 | Dynamic Strain - Tokyo Sokki (PML-60) | 1993-07-19 |  | 9392 | 3.56 | 0.96 | Longitudinal
38 | CE | 64 | Dynamic Strain - Tokyo Sokki (PML-60) | 1993-07-19 |  | 9392.88 | 9.63 | 5.04 | Longitudinal
38 | CE | 65 | Dynamic Strain - Tokyo Sokki (PML-60) | 1993-07-19 |  | 9392.42 | 6.67 | 5.04 | Longitudinal
38 | CE | 66 | Dynamic Strain - Tokyo Sokki (PML-60) | 1993-07-19 |  | 9392 | 3.56 | 5.04 | Longitudinal
38 | CE | 67 | Dynamic Strain - Tokyo Sokki (PML-60) | 1993-07-19 |  | 9399.33 | 11.63 | 0.96 | Longitudinal
38 | CE | 68 | Dynamic Strain - Tokyo Sokki (PML-60) | 1993-07-19 |  | 9398.87 | 9.63 | 0.96 | Longitudinal
38 | CE | 69 | Dynamic Strain - Tokyo Sokki (PML-60) | 1993-07-19 |  | 9399.33 | 11.63 | 5.04 | Longitudinal
38 | CE | 70 | Dynamic Strain - Tokyo Sokki (PML-60) | 1993-07-19 |  | 9398.87 | 9.63 | 5.04 | Longitudinal
38 | DT | 1 | Linear Variable Differential Transducer | 1993-01-01 |  | 9448.51 | -3.51 | 3
38 | DT | 2 | Linear Variable Differential Transducer | 1993-01-01 |  | 9447.96 | -6.5 | 3
38 | DT | 3 | Linear Variable Differential Transducer | 1993-01-01 |  | 9450.39 | -3.51 | 3
38 | DT | 4 | Linear Variable Differential Transducer | 1993-01-01 |  | 9449.96 | -6.49 | 3
38 | FW | 1 | Concrete Vibrating Wire Strain Gauge [low modulus] (frequency) | 1993-01-01 |  | 9406.3 | -1.46 | 1.08 | Transverse
38 | FW | 2 | Concrete Vibrating Wire Strain Gauge [low modulus] (frequency) | 1993-01-01 |  | 9405.5 | -5.93 | 0.96 | Transverse
38 | FW | 3 | Concrete Vibrating Wire Strain Gauge [low modulus] (frequency) | 1993-01-01 |  | 9404.7 | -10.46 | 1.32 | Transverse
38 | FW | 4 | Concrete Vibrating Wire Strain Gauge [low modulus] (frequency) | 1993-01-01 |  | 9406.3 | -1.46 | 5.04 | Transverse
38 | FW | 5 | Concrete Vibrating Wire Strain Gauge [low modulus] (frequency) | 1993-01-01 |  | 9405.5 | -5.93 | 4.92 | Transverse
38 | FW | 6 | Concrete Vibrating Wire Strain Gauge [low modulus] (frequency) | 1993-01-01 |  | 9404.7 | -10.46 | 5.28 | Transverse
38 | FW | 7 | Concrete Vibrating Wire Strain Gauge [low modulus] (frequency) | 1993-01-01 |  | 9412.2 | -1.49 | 1.32 | Transverse
38 | FW | 8 | Concrete Vibrating Wire Strain Gauge [low modulus] (frequency) | 1993-01-01 |  | 9411.5 | -6 | 1.2 | Transverse
38 | FW | 9 | Concrete Vibrating Wire Strain Gauge [low modulus] (frequency) | 1993-01-01 |  | 9410.8 | -10.47 | 1.08 | Transverse
38 | FW | 10 | Concrete Vibrating Wire Strain Gauge [low modulus] (frequency) | 1993-01-01 |  | 9412.2 | -1.49 | 5.28 | Transverse
38 | FW | 11 | Concrete Vibrating Wire Strain Gauge [low modulus] (frequency) | 1993-01-01 |  | 9411.5 | -6 | 5.28 | Transverse
38 | FW | 12 | Concrete Vibrating Wire Strain Gauge [low modulus] (frequency) | 1993-01-01 |  | 9410.8 | -10.47 | 5.04 | Transverse
38 | FW | 13 | Concrete Vibrating Wire Strain Gauge [low modulus] (frequency) | 1993-01-01 |  | 9418.3 | -1.43 | 1.2 | Transverse
38 | FW | 14 | Concrete Vibrating Wire Strain Gauge [low modulus] (frequency) | 1993-01-01 |  | 9417.6 | -5.92 | 1.2 | Transverse
38 | FW | 15 | Concrete Vibrating Wire Strain Gauge [low modulus] (frequency) | 1993-01-01 |  | 9416.6 | -10.42 | 0.96 | Transverse
38 | FW | 16 | Concrete Vibrating Wire Strain Gauge [low modulus] (frequency) | 1993-01-01 |  | 9418.3 | -1.43 | 5.28 | Transverse
38 | FW | 17 | Concrete Vibrating Wire Strain Gauge [low modulus] (frequency) | 1993-01-01 |  | 9417.6 | -5.92 | 5.28 | Transverse
38 | FW | 18 | Concrete Vibrating Wire Strain Gauge [low modulus] (frequency) | 1993-01-01 |  | 9416.6 | -10.42 | 5.04 | Transverse
38 | HC | 1 | Horizonal Clip Gauge - Tokyo Sokki (PI-5S-50/150) | 1993-01-01 |  | 9405.6 | 3.5 | 2.04
38 | HC | 2 | Horizonal Clip Gauge - Tokyo Sokki (PI-5S-50/150) | 1993-01-01 |  | 9406.62 | 9.48 | 2.04
38 | HC | 3 | Horizonal Clip Gauge - Tokyo Sokki (PI-5S-50/150) | 1993-01-01 |  | 9404.38 | -3.5 | 2.04
38 | HC | 4 | Horizonal Clip Gauge - Tokyo Sokki (PI-5S-50/150) | 1993-01-01 |  | 9403.42 | -9.5 | 2.04
38 | HC | 5 | Horizonal Clip Gauge - Tokyo Sokki (PI-5S-50/150) | 1993-01-01 |  | 9419.35 | -3.55 | 1.44
38 | HC | 6 | Horizonal Clip Gauge - Tokyo Sokki (PI-5S-50/150) | 1993-01-01 |  | 9418.42 | -9.5 | 1.32
38 | HC | 7 | Horizonal Clip Gauge - Tokyo Sokki (PI-5S-50/150) | 1993-07-19 |  | 9419.35 | -3.55 | 5.16
38 | HC | 8 | Horizonal Clip Gauge - Tokyo Sokki (PI-5S-50/150) | 1993-01-01 |  | 9418.42 | -9.5 | 5.28
38 | HC | 9 | Horizonal Clip Gauge - Tokyo Sokki (PI-5S-50/150) | 1993-01-01 |  | 9435.49 | 3.49 | 1.56
38 | HC | 10 | Horizonal Clip Gauge - Tokyo Sokki (PI-5S-50/150) | 1993-01-01 |  | 9436.62 | 9.51 | 1.32
38 | HC | 11 | Horizonal Clip Gauge - Tokyo Sokki (PI-5S-50/150) | 1993-01-01 |  | 9435.49 | 3.49 | 5.16
38 | HC | 12 | Horizonal Clip Gauge - Tokyo Sokki (PI-5S-50/150) | 1993-01-01 |  | 9436.62 | 9.51 | 5.16
38 | HC | 22 | Horizonal Clip Gauge - Tokyo Sokki (PI-5S-50/150) | 1993-07-19 |  | 9406.62 | 10.5 | 3 | Longitudinal
38 | NP | 1 | Neutron Probe | 1993-01-01 |  | 9455.98 | -6.16 | 0
38 | OS | 1 | MnROAD Open Stand Pipe | 1993-07-20 |  | 9451.1 | -25.36 | 180
38 | RP | 1 | Resistivity Probe | 1993-01-01 |  | 9455.3 | -9.26 | 11.04
38 | RW | 1 | Concrete Vibrating Wire Strain Gauge [low modulus] (resistance) | 1993-01-01 |  | 9406.3 | -1.46 | 1.08 | Transverse
38 | RW | 2 | Concrete Vibrating Wire Strain Gauge [low modulus] (resistance) | 1993-01-01 |  | 9405.5 | -5.93 | 0.96 | Transverse
38 | RW | 3 | Concrete Vibrating Wire Strain Gauge [low modulus] (resistance) | 1993-01-01 |  | 9404.7 | -10.46 | 1.32 | Transverse
38 | RW | 4 | Concrete Vibrating Wire Strain Gauge [low modulus] (resistance) | 1993-01-01 |  | 9406.3 | -1.46 | 5.04 | Transverse
38 | RW | 5 | Concrete Vibrating Wire Strain Gauge [low modulus] (resistance) | 1993-01-01 |  | 9405.5 | -5.93 | 4.92 | Transverse
38 | RW | 6 | Concrete Vibrating Wire Strain Gauge [low modulus] (resistance) | 1993-01-01 |  | 9404.7 | -10.46 | 5.28 | Transverse
38 | RW | 7 | Concrete Vibrating Wire Strain Gauge [low modulus] (resistance) | 1993-01-01 |  | 9412.2 | -1.49 | 1.32 | Transverse
38 | RW | 8 | Concrete Vibrating Wire Strain Gauge [low modulus] (resistance) | 1993-01-01 |  | 9411.5 | -6 | 1.2 | Transverse
38 | RW | 9 | Concrete Vibrating Wire Strain Gauge [low modulus] (resistance) | 1993-01-01 |  | 9410.8 | -10.47 | 1.08 | Transverse
38 | RW | 10 | Concrete Vibrating Wire Strain Gauge [low modulus] (resistance) | 1993-01-01 |  | 9412.2 | -1.49 | 5.28 | Transverse
38 | RW | 11 | Concrete Vibrating Wire Strain Gauge [low modulus] (resistance) | 1993-01-01 |  | 9411.5 | -6 | 5.28 | Transverse
38 | RW | 12 | Concrete Vibrating Wire Strain Gauge [low modulus] (resistance) | 1993-01-01 |  | 9410.8 | -10.47 | 5.04 | Transverse
38 | RW | 13 | Concrete Vibrating Wire Strain Gauge [low modulus] (resistance) | 1993-01-01 |  | 9418.3 | -1.43 | 1.2 | Transverse
38 | RW | 14 | Concrete Vibrating Wire Strain Gauge [low modulus] (resistance) | 1993-01-01 |  | 9417.6 | -5.92 | 1.2 | Transverse
38 | RW | 15 | Concrete Vibrating Wire Strain Gauge [low modulus] (resistance) | 1993-01-01 |  | 9416.6 | -10.42 | 0.96 | Transverse
38 | RW | 16 | Concrete Vibrating Wire Strain Gauge [low modulus] (resistance) | 1993-01-01 |  | 9418.3 | -1.43 | 5.28 | Transverse
38 | RW | 17 | Concrete Vibrating Wire Strain Gauge [low modulus] (resistance) | 1993-01-01 |  | 9417.6 | -5.92 | 5.28 | Transverse
38 | RW | 18 | Concrete Vibrating Wire Strain Gauge [low modulus] (resistance) | 1993-01-01 |  | 9416.6 | -10.42 | 5.04 | Transverse
38 | SS | 1 | Steel Strain Gauge | 1993-01-01 |  | 9420.04 | 0.58 | 2.52
38 | SS | 5 | Steel Strain Gauge | 1993-01-01 |  | 9420.54 | 3.54 | 2.52
38 | SS | 9 | Steel Strain Gauge | 1993-01-01 |  | 9420.7 | 4.54 | 2.52
38 | SS | 13 | Steel Strain Gauge | 1993-01-01 |  | 9421.06 | 6.49 | 2.28
38 | SS | 17 | Steel Strain Gauge | 1993-01-01 |  | 9421.33 | 8.46 | 2.16
38 | SS | 21 | Steel Strain Gauge | 1993-01-01 |  | 9421.54 | 9.45 | 2.28
38 | SS | 25 | Steel Strain Gauge | 1993-01-01 |  | 9421.91 | 11.41 | 2.64
38 | TC | 1 | MnROAD Thermal Couple Tree - Omega | 1993-07-19 |  | 9454.73 | -9.3 | 1.08
38 | TC | 2 | MnROAD Thermal Couple Tree - Omega | 1993-07-19 |  | 9454.73 | -9.3 | 3.12
38 | TC | 3 | MnROAD Thermal Couple Tree - Omega | 1993-07-19 |  | 9454.73 | -9.3 | 6.24
38 | TC | 4 | MnROAD Thermal Couple Tree - Omega | 1993-07-18 |  | 9454.73 | -9.3 | 8.16
38 | TC | 5 | MnROAD Thermal Couple Tree - Omega | 1993-07-18 |  | 9454.73 | -9.3 | 11.16
38 | TC | 6 | MnROAD Thermal Couple Tree - Omega | 1993-07-18 |  | 9454.73 | -9.3 | 17.16
38 | TC | 7 | MnROAD Thermal Couple Tree - Omega | 1993-07-18 |  | 9454.73 | -9.3 | 23.16
38 | TC | 8 | MnROAD Thermal Couple Tree - Omega | 1993-07-18 |  | 9454.73 | -9.3 | 35.16
38 | TC | 9 | MnROAD Thermal Couple Tree - Omega | 1993-07-18 |  | 9454.73 | -9.3 | 47.16
38 | TC | 10 | MnROAD Thermal Couple Tree - Omega | 1993-07-18 |  | 9454.73 | -9.3 | 59.16
38 | TC | 11 | MnROAD Thermal Couple Tree - Omega | 1993-07-18 |  | 9454.73 | -9.3 | 95.16
38 | TD | 1 | Time Domain Reflectometer | 1993-06-06 |  | 9456.93 | -9.19 | 12.36
38 | TD | 2 | Time Domain Reflectometer | 1993-06-06 |  | 9456.93 | -9.19 | 18.6
38 | TD | 3 | Time Domain Reflectometer | 1993-06-06 |  | 9456.93 | -9.19 | 24.36
38 | TD | 4 | Time Domain Reflectometer | 1993-06-06 |  | 9456.93 | -9.19 | 36.6
38 | TD | 5 | Time Domain Reflectometer | 1993-06-06 |  | 9456.93 | -9.19 | 48.84
38 | TD | 6 | Time Domain Reflectometer | 1993-06-06 |  | 9456.93 | -9.19 | 60.84
38 | TD | 7 | Time Domain Reflectometer | 1993-06-06 |  | 9456.93 | -9.19 | 95.88
38 | VW | 1 | Concrete Vibrating Wire Strain Gauge [low modulus] | 1993-01-01 |  | 9406.25 | -1.46 | 1.08 | Transverse
38 | VW | 2 | Concrete Vibrating Wire Strain Gauge [low modulus] | 1993-01-01 |  | 9405.45 | -5.93 | 0.96 | Transverse
38 | VW | 3 | Concrete Vibrating Wire Strain Gauge [low modulus] | 1993-01-01 |  | 9404.73 | -10.46 | 1.32 | Transverse
38 | VW | 4 | Concrete Vibrating Wire Strain Gauge [low modulus] | 1993-01-01 |  | 9406.25 | -1.46 | 5.04 | Transverse
38 | VW | 5 | Concrete Vibrating Wire Strain Gauge [low modulus] | 1993-01-01 |  | 9405.45 | -5.93 | 4.92 | Transverse
38 | VW | 6 | Concrete Vibrating Wire Strain Gauge [low modulus] | 1993-01-01 |  | 9404.73 | -10.46 | 5.28 | Transverse
38 | VW | 7 | Concrete Vibrating Wire Strain Gauge [low modulus] | 1993-01-01 |  | 9412.17 | -1.49 | 1.32 | Transverse
38 | VW | 8 | Concrete Vibrating Wire Strain Gauge [low modulus] | 1993-01-01 |  | 9411.48 | -6 | 1.2 | Transverse
38 | VW | 9 | Concrete Vibrating Wire Strain Gauge [low modulus] | 1993-01-01 |  | 9410.76 | -10.47 | 1.08 | Transverse
38 | VW | 10 | Concrete Vibrating Wire Strain Gauge [low modulus] | 1993-01-01 |  | 9412.17 | -1.49 | 5.28 | Transverse
38 | VW | 11 | Concrete Vibrating Wire Strain Gauge [low modulus] | 1993-01-01 |  | 9411.48 | -6 | 5.28 | Transverse
38 | VW | 12 | Concrete Vibrating Wire Strain Gauge [low modulus] | 1993-01-01 |  | 9410.76 | -10.47 | 5.04 | Transverse
38 | VW | 13 | Concrete Vibrating Wire Strain Gauge [low modulus] | 1993-01-01 |  | 9418.28 | -1.43 | 1.2 | Transverse
38 | VW | 14 | Concrete Vibrating Wire Strain Gauge [low modulus] | 1993-01-01 |  | 9417.55 | -5.92 | 1.2 | Transverse
38 | VW | 15 | Concrete Vibrating Wire Strain Gauge [low modulus] | 1993-01-01 |  | 9416.64 | -10.42 | 0.96 | Transverse
38 | VW | 16 | Concrete Vibrating Wire Strain Gauge [low modulus] | 1993-01-01 |  | 9418.28 | -1.43 | 5.28 | Transverse
38 | VW | 17 | Concrete Vibrating Wire Strain Gauge [low modulus] | 1993-01-01 |  | 9417.55 | -5.92 | 5.28 | Transverse
38 | VW | 18 | Concrete Vibrating Wire Strain Gauge [low modulus] | 1993-01-01 |  | 9416.64 | -10.42 | 5.04 | Transverse
38 | WM | 1 | Water Mark - Irrometer | 1993-06-06 |  | 9456.93 | -9.19 | 12.36
38 | WM | 2 | Water Mark - Irrometer | 1993-06-06 |  | 9456.93 | -9.19 | 18.6
38 | WM | 3 | Water Mark - Irrometer | 1993-06-06 |  | 9456.93 | -9.19 | 24.36
38 | WM | 4 | Water Mark - Irrometer | 1993-06-06 |  | 9456.93 | -9.19 | 36.6
38 | WM | 5 | Water Mark - Irrometer | 1993-06-06 |  | 9456.93 | -9.19 | 48.84
38 | WM | 6 | Water Mark - Irrometer | 1993-06-06 |  | 9456.93 | -9.19 | 60.84
38 | WM | 7 | Water Mark - Irrometer | 1993-06-06 |  | 9456.93 | -9.19 | 95.88
38 | XV | 1 | Concrete Vibrating Wire Strain Gauge [low modulus] | 1993-01-01 |  | 9406.25 | -1.46 | 1.08
38 | XV | 2 | Concrete Vibrating Wire Strain Gauge [low modulus] | 1993-01-01 |  | 9405.45 | -5.93 | 0.96
38 | XV | 3 | Concrete Vibrating Wire Strain Gauge [low modulus] | 1993-01-01 |  | 9404.73 | -10.46 | 1.32
38 | XV | 4 | Concrete Vibrating Wire Strain Gauge [low modulus] | 1993-01-01 |  | 9406.25 | -1.46 | 5.04
38 | XV | 5 | Concrete Vibrating Wire Strain Gauge [low modulus] | 1993-01-01 |  | 9405.45 | -5.93 | 4.92
38 | XV | 6 | Concrete Vibrating Wire Strain Gauge [low modulus] | 1993-01-01 |  | 9404.73 | -10.46 | 5.28
38 | XV | 7 | Concrete Vibrating Wire Strain Gauge [low modulus] | 1993-01-01 |  | 9412.17 | -1.49 | 1.32
38 | XV | 8 | Concrete Vibrating Wire Strain Gauge [low modulus] | 1993-01-01 |  | 9411.48 | -6 | 1.2
38 | XV | 9 | Concrete Vibrating Wire Strain Gauge [low modulus] | 1993-01-01 |  | 9410.76 | -10.47 | 1.08
38 | XV | 10 | Concrete Vibrating Wire Strain Gauge [low modulus] | 1993-01-01 |  | 9412.17 | -1.49 | 5.28
38 | XV | 11 | Concrete Vibrating Wire Strain Gauge [low modulus] | 1993-01-01 |  | 9411.48 | -6 | 5.28
38 | XV | 12 | Concrete Vibrating Wire Strain Gauge [low modulus] | 1993-01-01 |  | 9410.76 | -10.47 | 5.04
38 | XV | 13 | Concrete Vibrating Wire Strain Gauge [low modulus] | 1993-01-01 |  | 9418.28 | -1.43 | 1.2
38 | XV | 14 | Concrete Vibrating Wire Strain Gauge [low modulus] | 1993-01-01 |  | 9417.55 | -5.92 | 1.2
38 | XV | 15 | Concrete Vibrating Wire Strain Gauge [low modulus] | 1993-01-01 |  | 9416.64 | -10.42 | 0.96
38 | XV | 16 | Concrete Vibrating Wire Strain Gauge [low modulus] | 1993-01-01 |  | 9418.28 | -1.43 | 5.28
38 | XV | 17 | Concrete Vibrating Wire Strain Gauge [low modulus] | 1993-01-01 |  | 9417.55 | -5.92 | 5.28
38 | XV | 18 | Concrete Vibrating Wire Strain Gauge [low modulus] | 1993-01-01 |  | 9416.64 | -10.42 | 5.04
39 | CE | 1 | Dynamic Strain - Tokyo Sokki (PML-60) | 1993-01-01 |  | 10032.09 | 3.46 | 1.44 | Transverse
39 | CE | 2 | Dynamic Strain - Tokyo Sokki (PML-60) | 1993-07-19 |  | 10032.56 | 6.45 | 1.32 | Transverse
39 | CE | 3 | Dynamic Strain - Tokyo Sokki (PML-60) | 1993-01-01 |  | 10033.15 | 9.46 | 0.96 | Transverse
39 | CE | 4 | Dynamic Strain - Tokyo Sokki (PML-60) | 1993-01-01 |  | 10033.27 | 10.49 | 1.44 | Transverse
39 | CE | 5 | Dynamic Strain - Tokyo Sokki (PML-60) | 1993-01-01 |  | 10032.09 | 3.46 | 5.76 | Longitudinal
39 | CE | 6 | Dynamic Strain - Tokyo Sokki (PML-60) | 1993-01-01 |  | 10032.56 | 6.45 | 5.76 | Longitudinal
39 | CE | 7 | Dynamic Strain - Tokyo Sokki (PML-60) | 1993-01-01 |  | 10033.15 | 9.46 | 5.4 | Longitudinal
39 | CE | 8 | Dynamic Strain - Tokyo Sokki (PML-60) | 1993-01-01 |  | 10033.27 | 10.49 | 5.64 | Longitudinal
39 | CE | 9 | Dynamic Strain - Tokyo Sokki (PML-60) | 1993-01-01 |  | 10040.11 | 3.54 | 1.8 | Transverse
39 | CE | 10 | Dynamic Strain - Tokyo Sokki (PML-60) | 1993-01-01 |  | 10041.12 | 9.53 | 1.32 | Transverse
39 | CE | 11 | Dynamic Strain - Tokyo Sokki (PML-60) | 1993-01-01 |  | 10041.38 | 10.51 | 1.08 | Transverse
39 | CE | 12 | Dynamic Strain - Tokyo Sokki (PML-60) | 1993-01-01 |  | 10040.11 | 3.54 | 6 | Longitudinal
39 | CE | 13 | Dynamic Strain - Tokyo Sokki (PML-60) | 1993-01-01 |  | 10041.12 | 9.53 | 5.64 | Longitudinal
39 | CE | 14 | Dynamic Strain - Tokyo Sokki (PML-60) | 1993-01-01 |  | 10041.38 | 10.51 | 5.4 | Longitudinal
39 | CE | 15 | Dynamic Strain - Tokyo Sokki (PML-60) | 1993-01-01 |  | 10049.12 | 3.49 | 1.2 | Transverse
39 | CE | 16 | Dynamic Strain - Tokyo Sokki (PML-60) | 1993-01-01 |  | 10049.56 | 6.41 | 1.08 | Transverse
39 | CE | 17 | Dynamic Strain - Tokyo Sokki (PML-60) | 1993-01-01 |  | 10050.12 | 9.51 | 1.08 | Transverse
39 | CE | 18 | Dynamic Strain - Tokyo Sokki (PML-60) | 1993-01-01 |  | 10050.28 | 10.57 | 1.2 | Transverse
39 | CE | 19 | Dynamic Strain - Tokyo Sokki (PML-60) | 1993-01-01 |  | 10049.12 | 3.49 | 5.4 | Longitudinal
39 | CE | 20 | Dynamic Strain - Tokyo Sokki (PML-60) | 1993-01-01 |  | 10049.56 | 6.41 | 5.16 | Longitudinal
39 | CE | 21 | Dynamic Strain - Tokyo Sokki (PML-60) | 1993-01-01 |  | 10050.12 | 9.51 | 5.16 | Longitudinal
39 | CE | 22 | Dynamic Strain - Tokyo Sokki (PML-60) | 1993-01-01 |  | 10050.28 | 10.57 | 5.52 | Longitudinal
39 | CE | 23 | Dynamic Strain - Tokyo Sokki (PML-60) | 1993-01-01 |  | 10041 | 9.5 | 0.96 | Transverse
39 | CE | 24 | Dynamic Strain - Tokyo Sokki (PML-60) | 1993-01-01 |  | 10041 | 9.5 | 5.04 | Transverse
39 | CE | 180 | Dynamic Strain - Tokyo Sokki (PML-60) | 2010-10-15 |  | 10024 | 10 | 4.248 | Transverse
39 | CE | 181 | Dynamic Strain - Tokyo Sokki (PML-60) | 2010-10-15 |  | 10024 | 9 | 4.248 | Transverse
39 | CE | 182 | Dynamic Strain - Tokyo Sokki (PML-60) | 2010-10-15 |  | 10024 | 8 | 4.248 | Transverse
39 | CE | 183 | Dynamic Strain - Tokyo Sokki (PML-60) | 2010-10-15 |  | 10024 | 4 | 4.248 | Transverse
39 | CE | 184 | Dynamic Strain - Tokyo Sokki (PML-60) | 2010-10-15 |  | 10024 | 3 | 4.248 | Transverse
39 | CE | 185 | Dynamic Strain - Tokyo Sokki (PML-60) | 2010-10-15 |  | 10024 | 2 | 4.248 | Transverse
39 | CE | 186 | Dynamic Strain - Tokyo Sokki (PML-60) | 2010-10-15 |  | 10023 | 3 | 4.248 | Transverse
39 | CE | 187 | Dynamic Strain - Tokyo Sokki (PML-60) | 2010-10-15 |  | 10023 | 2 | 4.248 | Transverse
39 | CE | 188 | Dynamic Strain - Tokyo Sokki (PML-60) | 2010-10-15 |  | 10023 | 1 | 4.248 | Transverse
39 | CE | 189 | Dynamic Strain - Tokyo Sokki (PML-60) | 2010-10-15 |  | 10017 | 9 | 4.248 | Transverse
39 | CE | 190 | Dynamic Strain - Tokyo Sokki (PML-60) | 2010-10-15 |  | 10017 | 8 | 4.248 | Transverse
39 | CE | 191 | Dynamic Strain - Tokyo Sokki (PML-60) | 2010-10-15 |  | 10017 | 7 | 4.248 | Transverse
39 | CE | 192 | Dynamic Strain - Tokyo Sokki (PML-60) | 2010-10-15 |  | 10016 | 4 | 4.248 | Transverse
39 | CE | 193 | Dynamic Strain - Tokyo Sokki (PML-60) | 2010-10-15 |  | 10016 | 3 | 4.248 | Transverse
39 | CE | 194 | Dynamic Strain - Tokyo Sokki (PML-60) | 2010-10-15 |  | 10016 | 2 | 4.248 | Transverse
39 | CE | 195 | Dynamic Strain - Tokyo Sokki (PML-60) | 2010-10-15 |  | 10017 | 3 | 4.248 | Transverse
39 | CE | 196 | Dynamic Strain - Tokyo Sokki (PML-60) | 2010-10-15 |  | 10017 | 2 | 4.248 | Transverse
39 | CE | 197 | Dynamic Strain - Tokyo Sokki (PML-60) | 2010-10-15 |  | 10017 | 1 | 4.248 | Transverse
39 | DT | 1 | Linear Variable Differential Transducer | 1993-01-01 |  | 10067.96 | -6.46 | 3
39 | DT | 2 | Linear Variable Differential Transducer | 1993-01-01 |  | 10067.44 | -9.5 | 3
39 | DT | 3 | Linear Variable Differential Transducer | 1993-01-01 |  | 10069.96 | -6.5 | 3
39 | DT | 4 | Linear Variable Differential Transducer | 1993-01-01 |  | 10069.41 | -9.49 | 3
39 | DW | 1 | Dynamic Pore Water Pressure Gauge | 1993-07-06 |  | 10058.45 | -9.57 | 10.44
39 | DW | 2 | Dynamic Pore Water Pressure Gauge | 1993-07-06 |  | 10058.45 | -9.57 | 16.44
39 | DW | 3 | Dynamic Pore Water Pressure Gauge | 1993-07-06 |  | 10058.45 | -9.57 | 21.96
39 | DW | 4 | Dynamic Pore Water Pressure Gauge | 1993-07-06 |  | 10058.45 | -9.57 | 28.44
39 | DW | 5 | Dynamic Pore Water Pressure Gauge | 1993-07-06 |  | 10058.45 | -9.57 | 34.44
39 | FW | 101 | Concrete Vibrating Wire Strain Gauge [low modulus] (frequency) | 2008-10-17 |  | 10062 | 11.2 | 0.252 | Longitudinal
39 | FW | 102 | Concrete Vibrating Wire Strain Gauge [low modulus] (frequency) | 2008-10-17 |  | 10062.1 | 11.2 | 0.756 | Longitudinal
39 | FW | 103 | Concrete Vibrating Wire Strain Gauge [low modulus] (frequency) | 2008-10-17 |  | 10062.1 | 5.8 | 0.252 | Longitudinal
39 | FW | 104 | Concrete Vibrating Wire Strain Gauge [low modulus] (frequency) | 2008-10-17 |  | 10062.3 | 5.8 | 0.756 | Longitudinal
39 | FW | 105 | Concrete Vibrating Wire Strain Gauge [low modulus] (frequency) | 2008-10-17 |  | 10061.7 | 5.8 | 0.252 | Transverse
39 | FW | 106 | Concrete Vibrating Wire Strain Gauge [low modulus] (frequency) | 2008-10-17 |  | 10061.7 | 5.8 | 0.756 | Transverse
39 | FW | 107 | Concrete Vibrating Wire Strain Gauge [low modulus] (frequency) | 2008-10-17 |  | 10054.6 | 10.8 | 0.252 | Longitudinal
39 | FW | 108 | Concrete Vibrating Wire Strain Gauge [low modulus] (frequency) | 2008-10-17 |  | 10054.6 | 10.8 | 0.756 | Longitudinal
39 | FW | 109 | Concrete Vibrating Wire Strain Gauge [low modulus] (frequency) | 2008-10-17 |  | 10054.1 | 9.9 | 0.252 | Angled
39 | FW | 110 | Concrete Vibrating Wire Strain Gauge [low modulus] (frequency) | 2008-10-17 |  | 10054 | 10 | 0.756 | Angled
39 | FW | 111 | Concrete Vibrating Wire Strain Gauge [low modulus] (frequency) | 2008-10-17 |  | 10053 | 9.4 | 0.252 | Transverse
39 | FW | 112 | Concrete Vibrating Wire Strain Gauge [low modulus] (frequency) | 2008-10-17 |  | 10053.1 | 9.4 | 0.756 | Transverse
39 | FW | 113 | Concrete Vibrating Wire Strain Gauge [low modulus] (frequency) | 2008-10-17 |  | 10053.6 | 5.8 | 0.252 | Transverse
39 | FW | 114 | Concrete Vibrating Wire Strain Gauge [low modulus] (frequency) | 2008-10-17 |  | 10053.6 | 5.8 | 0.756 | Transverse
39 | FW | 115 | Concrete Vibrating Wire Strain Gauge [low modulus] (frequency) | 2008-10-17 |  | 10053.2 | 5.7 | 0.252 | Longitudinal
39 | FW | 116 | Concrete Vibrating Wire Strain Gauge [low modulus] (frequency) | 2008-10-17 |  | 10053.2 | 5.8 | 0.756 | Longitudinal
39 | HC | 1 | Horizonal Clip Gauge - Tokyo Sokki (PI-5S-50/150) | 1993-01-01 |  | 10030.6 | 3.48 | 2.04
39 | HC | 2 | Horizonal Clip Gauge - Tokyo Sokki (PI-5S-50/150) | 1993-01-01 |  | 10031.64 | 9.47 | 2.04
39 | HC | 3 | Horizonal Clip Gauge - Tokyo Sokki (PI-5S-50/150) | 1993-01-01 |  | 10029.46 | -3.46 | 2.04
39 | HC | 4 | Horizonal Clip Gauge - Tokyo Sokki (PI-5S-50/150) | 1993-01-01 |  | 10028.49 | -9.51 | 2.04
39 | HC | 5 | Horizonal Clip Gauge - Tokyo Sokki (PI-5S-50/150) | 1993-01-01 |  | 10049.5 | -3.51 | 1.2
39 | HC | 6 | Horizonal Clip Gauge - Tokyo Sokki (PI-5S-50/150) | 1993-01-01 |  | 10048.52 | -9.53 | 1.32
39 | HC | 7 | Horizonal Clip Gauge - Tokyo Sokki (PI-5S-50/150) | 1993-01-01 |  | 10049.5 | -3.51 | 5.28
39 | HC | 8 | Horizonal Clip Gauge - Tokyo Sokki (PI-5S-50/150) | 1993-01-01 |  | 10048.52 | -9.53 | 5.28
39 | HC | 9 | Horizonal Clip Gauge - Tokyo Sokki (PI-5S-50/150) | 1993-01-01 |  | 10070.66 | 3.55 | 1.2
39 | HC | 10 | Horizonal Clip Gauge - Tokyo Sokki (PI-5S-50/150) | 1993-01-01 |  | 10071.63 | 9.52 | 1.32
39 | HC | 11 | Horizonal Clip Gauge - Tokyo Sokki (PI-5S-50/150) | 1993-01-01 |  | 10070.66 | 3.55 | 5.16
39 | HC | 12 | Horizonal Clip Gauge - Tokyo Sokki (PI-5S-50/150) | 1993-01-01 |  | 10071.63 | 9.52 | 5.28
39 | NP | 1 | Neutron Probe | 1993-01-01 |  | 10063.54 | -6.01 | 0
39 | NP | 2 | Neutron Probe | 1993-01-01 |  | 10061.7 | -14 | 0
39 | OS | 1 | MnROAD Open Stand Pipe | 1993-07-20 |  | 10070.12 | -25.69 | 180
39 | PK | 1 | Dynamic Pressure Gauge | 1993-01-01 |  | 10058.79 | -9.69 | 12.12
39 | PL | 1 | Static Pressure Gauge | 1993-01-01 |  | 10066.34 | 1.9 | 47.76
39 | PT | 1 | Static Normal Pressure - Geokon 4800 | 1993-07-06 |  | 10062 | -0.02 | 47.76
39 | PT | 2 | Static Normal Pressure - Geokon 4800 | 1993-07-06 |  | 10063.49 | -0.05 | 35.4
39 | PT | 3 | Static Normal Pressure - Geokon 4800 | 1993-07-06 |  | 10066.08 | 0.01 | 23.04
39 | PT | 4 | Static Normal Pressure - Geokon 4800 | 1993-07-06 |  | 10062.03 | -0.06 | 11.16
39 | PT | 5 | Static Normal Pressure - Geokon 4800 | 1993-07-06 |  | 10063.4 | 0.02 | 7.44
39 | RP | 1 | Resistivity Probe | 1993-01-01 |  | 10056.22 | 0.06 | 14.16
39 | RP | 2 | Resistivity Probe | 1993-01-01 |  | 10054.58 | -9.6 | 11.64
39 | RP | 3 | Resistivity Probe | 1993-01-01 |  | 10055.67 | -16.25 | 12.12
39 | RP | 4 | Resistivity Probe | 1993-01-01 |  | 10052.16 | -25.17 | 9.96
39 | RW | 101 | Concrete Vibrating Wire Strain Gauge [low modulus] (resistance) | 2008-10-17 |  | 10062 | 11.2 | 0.252 | Longitudinal
39 | RW | 102 | Concrete Vibrating Wire Strain Gauge [low modulus] (resistance) | 2008-10-17 |  | 10062.1 | 11.2 | 0.756 | Longitudinal
39 | RW | 103 | Concrete Vibrating Wire Strain Gauge [low modulus] (resistance) | 2008-10-17 |  | 10062.1 | 5.8 | 0.252 | Longitudinal
39 | RW | 104 | Concrete Vibrating Wire Strain Gauge [low modulus] (resistance) | 2008-10-17 |  | 10062.3 | 5.8 | 0.756 | Longitudinal
39 | RW | 105 | Concrete Vibrating Wire Strain Gauge [low modulus] (resistance) | 2008-10-17 |  | 10061.7 | 5.8 | 0.252 | Transverse
39 | RW | 106 | Concrete Vibrating Wire Strain Gauge [low modulus] (resistance) | 2008-10-17 |  | 10061.7 | 5.8 | 0.756 | Transverse
39 | RW | 107 | Concrete Vibrating Wire Strain Gauge [low modulus] (resistance) | 2008-10-17 |  | 10054.6 | 10.8 | 0.252 | Longitudinal
39 | RW | 108 | Concrete Vibrating Wire Strain Gauge [low modulus] (resistance) | 2008-10-17 |  | 10054.6 | 10.8 | 0.756 | Longitudinal
39 | RW | 109 | Concrete Vibrating Wire Strain Gauge [low modulus] (resistance) | 2008-10-17 |  | 10054.1 | 9.9 | 0.252 | Angled
39 | RW | 110 | Concrete Vibrating Wire Strain Gauge [low modulus] (resistance) | 2008-10-17 |  | 10054 | 10 | 0.756 | Angled
39 | RW | 111 | Concrete Vibrating Wire Strain Gauge [low modulus] (resistance) | 2008-10-17 |  | 10053 | 9.4 | 0.252 | Transverse
39 | RW | 112 | Concrete Vibrating Wire Strain Gauge [low modulus] (resistance) | 2008-10-17 |  | 10053.1 | 9.4 | 0.756 | Transverse
39 | RW | 113 | Concrete Vibrating Wire Strain Gauge [low modulus] (resistance) | 2008-10-17 |  | 10053.6 | 5.8 | 0.252 | Transverse
39 | RW | 114 | Concrete Vibrating Wire Strain Gauge [low modulus] (resistance) | 2008-10-17 |  | 10053.6 | 5.8 | 0.756 | Transverse
39 | RW | 115 | Concrete Vibrating Wire Strain Gauge [low modulus] (resistance) | 2008-10-17 |  | 10053.2 | 5.7 | 0.252 | Longitudinal
39 | RW | 116 | Concrete Vibrating Wire Strain Gauge [low modulus] (resistance) | 2008-10-17 |  | 10053.2 | 5.8 | 0.756 | Longitudinal
39 | SS | 1 | Steel Strain Gauge | 1993-01-01 |  | 10050.12 | 0.55 | 2.28
39 | SS | 5 | Steel Strain Gauge | 1993-01-01 |  | 10050.66 | 3.53 | 2.04
39 | SS | 9 | Steel Strain Gauge | 1993-01-01 |  | 10050.79 | 4.49 | 2.16
39 | SS | 13 | Steel Strain Gauge | 1993-01-01 |  | 10051.1 | 6.47 | 2.04
39 | SS | 17 | Steel Strain Gauge | 1993-01-01 |  | 10051.44 | 8.43 | 2.16
39 | SS | 21 | Steel Strain Gauge | 1993-01-01 |  | 10051.6 | 9.43 | 2.04
39 | SS | 25 | Steel Strain Gauge | 1993-01-01 |  | 10051.95 | 11.41 | 2.28
39 | SW | 1 | Positive Pore Water Pressure | 1993-01-01 |  | 10062.23 | 1.48 | 46.8
39 | SW | 2 | Positive Pore Water Pressure | 1993-01-01 |  | 10063.69 | 1.49 | 35.28
39 | SW | 3 | Positive Pore Water Pressure | 1993-01-01 |  | 10066.22 | 1.46 | 22.92
39 | SW | 4 | Positive Pore Water Pressure | 1993-01-01 |  | 10062.24 | 1.52 | 11.04
39 | SW | 5 | Positive Pore Water Pressure | 1993-01-01 |  | 10063.8 | 1.53 | 7.44
39 | TC | 1 | MnROAD Thermal Couple Tree - Omega | 1993-07-06 |  | 10055.64 | -0.05 | 1.2
39 | TC | 2 | MnROAD Thermal Couple Tree - Omega | 1993-07-06 |  | 10055.64 | -0.05 | 3.24
39 | TC | 3 | MnROAD Thermal Couple Tree - Omega | 1993-07-06 |  | 10055.64 | -0.05 | 6.48
39 | TC | 4 | MnROAD Thermal Couple Tree - Omega | 1993-07-06 |  | 10055.64 | -0.05 | 10.8
39 | TC | 5 | MnROAD Thermal Couple Tree - Omega | 1993-07-06 |  | 10055.64 | -0.05 | 13.8
39 | TC | 6 | MnROAD Thermal Couple Tree - Omega | 1993-07-06 |  | 10055.64 | -0.05 | 19.8
39 | TC | 7 | MnROAD Thermal Couple Tree - Omega | 1993-07-06 |  | 10055.64 | -0.05 | 25.8
39 | TC | 8 | MnROAD Thermal Couple Tree - Omega | 1993-07-06 |  | 10055.64 | -0.05 | 37.8
39 | TC | 9 | MnROAD Thermal Couple Tree - Omega | 1993-07-06 |  | 10055.64 | -0.05 | 49.8
39 | TC | 10 | MnROAD Thermal Couple Tree - Omega | 1993-07-06 |  | 10055.64 | -0.05 | 61.8
39 | TC | 11 | MnROAD Thermal Couple Tree - Omega | 1993-07-06 |  | 10055.64 | -0.05 | 97.8
39 | TC | 12 | MnROAD Thermal Couple Tree - Omega | 1993-07-06 |  | 10054.01 | -9.6 | 1.08
39 | TC | 13 | MnROAD Thermal Couple Tree - Omega | 1993-07-06 |  | 10054.01 | -9.6 | 3.12
39 | TC | 14 | MnROAD Thermal Couple Tree - Omega | 1993-07-06 |  | 10054.01 | -9.6 | 6.36
39 | TC | 15 | MnROAD Thermal Couple Tree - Omega | 1993-07-06 |  | 10054.01 | -9.6 | 8.4
39 | TC | 16 | MnROAD Thermal Couple Tree - Omega | 1993-07-06 |  | 10054.01 | -9.6 | 11.4
39 | TC | 17 | MnROAD Thermal Couple Tree - Omega | 1993-07-06 |  | 10054.01 | -9.6 | 17.4
39 | TC | 18 | MnROAD Thermal Couple Tree - Omega | 1993-07-06 |  | 10054.01 | -9.6 | 23.4
39 | TC | 19 | MnROAD Thermal Couple Tree - Omega | 1993-07-06 |  | 10054.01 | -9.6 | 35.4
39 | TC | 20 | MnROAD Thermal Couple Tree - Omega | 1993-07-06 |  | 10054.01 | -9.6 | 47.4
39 | TC | 21 | MnROAD Thermal Couple Tree - Omega | 1993-07-06 |  | 10054.01 | -9.6 | 59.4
39 | TC | 22 | MnROAD Thermal Couple Tree - Omega | 1993-07-06 |  | 10054.01 | -9.6 | 95.4
39 | TC | 23 | MnROAD Thermal Couple Tree - Omega | 1993-07-06 |  | 10055.07 | -16.22 | 1.2
39 | TC | 24 | MnROAD Thermal Couple Tree - Omega | 1993-07-06 |  | 10055.07 | -16.22 | 3.24
39 | TC | 25 | MnROAD Thermal Couple Tree - Omega | 1993-07-06 |  | 10055.07 | -16.22 | 6
39 | TC | 26 | MnROAD Thermal Couple Tree - Omega | 1993-07-06 |  | 10055.07 | -16.22 | 9.24
39 | TC | 27 | MnROAD Thermal Couple Tree - Omega | 1993-07-06 |  | 10055.07 | -16.22 | 12.24
39 | TC | 28 | MnROAD Thermal Couple Tree - Omega | 1993-07-06 |  | 10055.07 | -16.22 | 18.24
39 | TC | 29 | MnROAD Thermal Couple Tree - Omega | 1993-07-06 |  | 10055.07 | -16.22 | 24.24
39 | TC | 30 | MnROAD Thermal Couple Tree - Omega | 1993-07-06 |  | 10055.07 | -16.22 | 36.24
39 | TC | 31 | MnROAD Thermal Couple Tree - Omega | 1993-07-06 |  | 10055.07 | -16.22 | 48.24
39 | TC | 32 | MnROAD Thermal Couple Tree - Omega | 1993-07-06 |  | 10055.07 | -16.22 | 60.24
39 | TC | 33 | MnROAD Thermal Couple Tree - Omega | 1993-07-06 |  | 10055.07 | -16.22 | 96.24
39 | TC | 34 | MnROAD Thermal Couple Tree - Omega | 1993-07-06 |  | 10051.55 | -25.18 | 3.48
39 | TC | 35 | MnROAD Thermal Couple Tree - Omega | 1993-07-06 |  | 10051.55 | -25.18 | 6.48
39 | TC | 36 | MnROAD Thermal Couple Tree - Omega | 1993-07-06 |  | 10051.55 | -25.18 | 9.48
39 | TC | 37 | MnROAD Thermal Couple Tree - Omega | 1993-07-06 |  | 10051.55 | -25.18 | 15.48
39 | TC | 38 | MnROAD Thermal Couple Tree - Omega | 1993-07-06 |  | 10051.55 | -25.18 | 21.48
39 | TC | 39 | MnROAD Thermal Couple Tree - Omega | 1993-07-06 |  | 10051.55 | -25.18 | 33.48
39 | TC | 40 | MnROAD Thermal Couple Tree - Omega | 1993-07-06 |  | 10051.55 | -25.18 | 45.48
39 | TC | 41 | MnROAD Thermal Couple Tree - Omega | 1993-07-06 |  | 10051.55 | -25.18 | 57.48
39 | TC | 42 | MnROAD Thermal Couple Tree - Omega | 1993-07-06 |  | 10051.55 | -25.18 | 93.48
39 | TC | 101 | MnROAD Thermal Couple Tree - Omega | 2010-07-16 |  | 10039.01 | -6.1 | 0.504
39 | TC | 102 | MnROAD Thermal Couple Tree - Omega | 2010-07-16 |  | 10039.01 | -6.1 | 1 | Vertical
39 | TC | 103 | MnROAD Thermal Couple Tree - Omega | 2010-07-16 |  | 10039.01 | -6.1 | 1.5 | Vertical
39 | TC | 104 | MnROAD Thermal Couple Tree - Omega | 2010-07-16 |  | 10039.01 | -6.1 | 2.5 | Vertical
39 | TC | 105 | MnROAD Thermal Couple Tree - Omega | 2010-07-16 |  | 10039.01 | -6.1 | 3.5 | Vertical
39 | TC | 106 | MnROAD Thermal Couple Tree - Omega | 2010-07-16 |  | 10039.01 | -6.1 | 4.5 | Vertical
39 | TC | 107 | MnROAD Thermal Couple Tree - Omega | 2010-07-16 |  | 10039.01 | -6.1 | 5.5 | Vertical
39 | TC | 108 | MnROAD Thermal Couple Tree - Omega | 2010-07-16 |  | 10039.01 | -6.1 | 7 | Vertical
39 | TC | 109 | MnROAD Thermocouple Tree - Omega | 2008-10-17 |  | 10039.01 | -6.1 | 10 | Vertical
39 | TC | 110 | MnROAD Thermocouple Tree - Omega | 2008-10-17 |  | 10039.01 | -6.1 | 12 | Vertical
39 | TC | 111 | MnROAD Thermocouple Tree - Omega | 2008-10-17 |  | 10039.01 | -6.1 | 18 | Vertical
39 | TC | 112 | MnROAD Thermocouple Tree - Omega | 2008-10-17 |  | 10039.01 | -6.1 | 24 | Vertical
39 | TC | 113 | MnROAD Thermocouple Tree - Omega | 2008-10-17 |  | 10039.01 | -6.1 | 36 | Vertical
39 | TC | 114 | MnROAD Thermocouple Tree - Omega | 2008-10-17 |  | 10039.01 | -6.1 | 48 | Vertical
39 | TC | 115 | MnROAD Thermocouple Tree - Omega | 2008-10-17 |  | 10039.01 | -6.1 | 60 | Vertical
39 | TC | 116 | MnROAD Thermocouple Tree - Omega | 2008-10-17 |  | 10039.01 | -6.1 | 72 | Vertical
39 | TD | 1 | Time Domain Reflectometer | 1993-07-06 |  | 10058.24 | -0.24 | 12.48
39 | TD | 2 | Time Domain Reflectometer | 1993-07-06 |  | 10058.24 | -0.24 | 18.48
39 | TD | 3 | Time Domain Reflectometer | 1993-07-06 |  | 10058.24 | -0.24 | 24.48
39 | TD | 4 | Time Domain Reflectometer | 1993-07-06 |  | 10058.24 | -0.24 | 30.48
39 | TD | 5 | Time Domain Reflectometer | 1993-07-06 |  | 10058.24 | -0.24 | 36.48
39 | TD | 6 | Time Domain Reflectometer | 1993-07-06 |  | 10058.24 | -0.24 | 48.24
39 | TD | 7 | Time Domain Reflectometer | 1993-07-06 |  | 10058.24 | -0.24 | 60.24
39 | TD | 8 | Time Domain Reflectometer | 1993-07-06 |  | 10056.44 | -9.9 | 13.2
39 | TD | 9 | Time Domain Reflectometer | 1993-07-06 |  | 10056.44 | -9.9 | 18.96
39 | TD | 10 | Time Domain Reflectometer | 1993-07-06 |  | 10056.44 | -9.9 | 24.96
39 | TD | 11 | Time Domain Reflectometer | 1993-07-06 |  | 10056.44 | -9.9 | 36.72
39 | TD | 12 | Time Domain Reflectometer | 1993-07-06 |  | 10056.44 | -9.9 | 48.72
39 | TD | 13 | Time Domain Reflectometer | 1993-07-06 |  | 10056.44 | -9.9 | 60.48
39 | TD | 14 | Time Domain Reflectometer | 1993-07-06 |  | 10056.44 | -9.9 | 96.96
39 | TD | 15 | Time Domain Reflectometer | 1993-07-06 |  | 10056.95 | -16.19 | 13.08
39 | TD | 16 | Time Domain Reflectometer | 1993-07-06 |  | 10056.95 | -16.19 | 18.84
39 | TD | 17 | Time Domain Reflectometer | 1993-07-06 |  | 10056.95 | -16.19 | 24.6
39 | TD | 18 | Time Domain Reflectometer | 1993-07-06 |  | 10056.95 | -16.19 | 30.84
39 | TD | 19 | Time Domain Reflectometer | 1993-07-06 |  | 10056.95 | -16.19 | 37.56
39 | TD | 20 | Time Domain Reflectometer | 1993-07-06 |  | 10056.95 | -16.19 | 49.08
39 | TD | 21 | Time Domain Reflectometer | 1993-07-06 |  | 10056.95 | -16.19 | 61.08
39 | TD | 22 | Time Domain Reflectometer | 1993-07-06 |  | 10053.8 | -25.35 | 12.48
39 | TD | 23 | Time Domain Reflectometer | 1993-07-06 |  | 10053.8 | -25.35 | 18.24
39 | TD | 24 | Time Domain Reflectometer | 1993-07-06 |  | 10053.8 | -25.35 | 24.96
39 | TD | 25 | Time Domain Reflectometer | 1993-07-06 |  | 10053.8 | -25.35 | 30.48
39 | TD | 26 | Time Domain Reflectometer | 1993-07-06 |  | 10053.8 | -25.35 | 36
39 | TD | 27 | Time Domain Reflectometer | 1993-07-06 |  | 10053.8 | -25.35 | 48.24
39 | TD | 28 | Time Domain Reflectometer | 1993-07-06 |  | 10053.8 | -25.35 | 59.88
39 | TL | 1 | Tiltmeter | 1993-07-10 |  | 10046.65 | -10.33 | 5.88 | Longitudinal
39 | TL | 2 | Tiltmeter | 1993-07-10 |  | 10044.97 | -10.34 | 5.88 | Longitudinal
39 | TL | 3 | Tiltmeter | 1993-07-10 |  | 10043.27 | -10.33 | 5.88 | Longitudinal
39 | TL | 4 | Tiltmeter | 1993-07-10 |  | 10041.59 | -10.36 | 5.76 | Longitudinal
39 | TL | 5 | Tiltmeter | 1993-07-10 |  | 10039.98 | -10.34 | 6 | Longitudinal
39 | TL | 6 | Tiltmeter | 1993-07-10 |  | 10038.31 | -10.33 | 5.88 | Longitudinal
39 | TL | 7 | Tiltmeter | 1993-07-10 |  | 10036.62 | -10.31 | 6 | Longitudinal
39 | TL | 8 | Tiltmeter | 1993-07-10 |  | 10034.96 | -10.31 | 6.12 | Longitudinal
39 | TL | 9 | Tiltmeter | 1993-07-10 |  | 10033.33 | -10.34 | 6 | Longitudinal
39 | TL | 10 | Tiltmeter | 1993-07-10 |  | 10031.62 | -10.33 | 6 | Longitudinal
39 | TL | 11 | Tiltmeter | 1993-07-10 |  | 10029.96 | -10.32 | 6 | Longitudinal
39 | TL | 12 | Tiltmeter | 1993-07-10 |  | 10046.95 | -8.16 | 5.76 | Longitudinal
39 | TL | 13 | Tiltmeter | 1993-07-10 |  | 10047.35 | -5.97 | 5.52 | Longitudinal
39 | TL | 14 | Tiltmeter | 1993-07-10 |  | 10047.7 | -3.81 | 5.64 | Longitudinal
39 | TL | 15 | Tiltmeter | 1993-07-10 |  | 10048.05 | -1.67 | 5.52 | Longitudinal
39 | TT | 1 | Tiltmeter | 1993-07-10 |  | 10046.65 | -10.33 | 5.88 | Transverse
39 | TT | 2 | Tiltmeter | 1993-07-10 |  | 10044.97 | -10.34 | 5.88 | Transverse
39 | TT | 3 | Tiltmeter | 1993-07-10 |  | 10043.27 | -10.33 | 5.88 | Transverse
39 | TT | 4 | Tiltmeter | 1993-07-10 |  | 10041.59 | -10.36 | 5.76 | Transverse
39 | TT | 5 | Tiltmeter | 1993-07-10 |  | 10039.98 | -10.34 | 6 | Transverse
39 | TT | 6 | Tiltmeter | 1993-07-10 |  | 10038.31 | -10.33 | 5.88 | Transverse
39 | TT | 7 | Tiltmeter | 1993-07-10 |  | 10036.62 | -10.31 | 6 | Transverse
39 | TT | 8 | Tiltmeter | 1993-07-10 |  | 10034.96 | -10.31 | 6.12 | Transverse
39 | TT | 9 | Tiltmeter | 1993-07-10 |  | 10033.33 | -10.34 | 6 | Transverse
39 | TT | 10 | Tiltmeter | 1993-07-10 |  | 10031.62 | -10.33 | 6 | Transverse
39 | TT | 11 | Tiltmeter | 1993-07-10 |  | 10029.96 | -10.32 | 6 | Transverse
39 | TT | 12 | Tiltmeter | 1993-07-10 |  | 10046.95 | -8.16 | 5.76 | Transverse
39 | TT | 13 | Tiltmeter | 1993-07-10 |  | 10047.35 | -5.97 | 5.52 | Transverse
39 | TT | 14 | Tiltmeter | 1993-07-10 |  | 10047.7 | -3.81 | 5.64 | Transverse
39 | TT | 15 | Tiltmeter | 1993-07-10 |  | 10048.05 | -1.67 | 5.52 | Transverse
39 | VW | 101 | Concrete Vibrating Wire Strain Gauge [low modulus] | 2008-10-17 |  | 10062.04 | 11.2 | 0.252 | Longitudinal
39 | VW | 102 | Concrete Vibrating Wire Strain Gauge [low modulus] | 2008-10-17 |  | 10062.07 | 11.2 | 0.756 | Longitudinal
39 | VW | 103 | Concrete Vibrating Wire Strain Gauge [low modulus] | 2008-10-17 |  | 10062.13 | 5.8 | 0.252 | Longitudinal
39 | VW | 104 | Concrete Vibrating Wire Strain Gauge [low modulus] | 2008-10-17 |  | 10062.26 | 5.8 | 0.756 | Longitudinal
39 | VW | 105 | Concrete Vibrating Wire Strain Gauge [low modulus] | 2008-10-17 |  | 10061.67 | 5.8 | 0.252 | Transverse
39 | VW | 106 | Concrete Vibrating Wire Strain Gauge [low modulus] | 2008-10-17 |  | 10061.68 | 5.8 | 0.756 | Transverse
39 | VW | 107 | Concrete Vibrating Wire Strain Gauge [low modulus] | 2008-10-17 |  | 10054.62 | 10.8 | 0.252 | Longitudinal
39 | VW | 108 | Concrete Vibrating Wire Strain Gauge [low modulus] | 2008-10-17 |  | 10054.64 | 10.8 | 0.756 | Longitudinal
39 | VW | 109 | Concrete Vibrating Wire Strain Gauge [low modulus] | 2008-10-17 |  | 10054.08 | 9.9 | 0.252 | Angled
39 | VW | 110 | Concrete Vibrating Wire Strain Gauge [low modulus] | 2008-10-17 |  | 10054.03 | 10 | 0.756 | Angled
39 | VW | 111 | Concrete Vibrating Wire Strain Gauge [low modulus] | 2008-10-17 |  | 10053.02 | 9.4 | 0.252 | Transverse
39 | VW | 112 | Concrete Vibrating Wire Strain Gauge [low modulus] | 2008-10-17 |  | 10053.06 | 9.4 | 0.756 | Transverse
39 | VW | 113 | Concrete Vibrating Wire Strain Gauge [low modulus] | 2008-10-17 |  | 10053.59 | 5.8 | 0.252 | Transverse
39 | VW | 114 | Concrete Vibrating Wire Strain Gauge [low modulus] | 2008-10-17 |  | 10053.59 | 5.8 | 0.756 | Transverse
39 | VW | 115 | Concrete Vibrating Wire Strain Gauge [low modulus] | 2008-10-17 |  | 10053.19 | 5.7 | 0.252 | Longitudinal
39 | VW | 116 | Concrete Vibrating Wire Strain Gauge [low modulus] | 2008-10-17 |  | 10053.16 | 5.8 | 0.756 | Longitudinal
39 | WM | 1 | Water Mark - Irrometer | 1993-07-06 |  | 10058.24 | -0.24 | 12.48
39 | WM | 2 | Water Mark - Irrometer | 1993-07-06 |  | 10058.24 | -0.24 | 18.48
39 | WM | 3 | Water Mark - Irrometer | 1993-07-06 |  | 10058.24 | -0.24 | 24.48
39 | WM | 4 | Water Mark - Irrometer | 1993-07-06 |  | 10058.24 | -0.24 | 30.48
39 | WM | 5 | Water Mark - Irrometer | 1993-07-06 |  | 10058.24 | -0.24 | 36.48
39 | WM | 6 | Water Mark - Irrometer | 1993-07-06 |  | 10058.24 | -0.24 | 48.24
39 | WM | 7 | Water Mark - Irrometer | 1993-07-06 |  | 10058.24 | -0.24 | 60.24
39 | WM | 8 | Water Mark - Irrometer | 1993-07-06 |  | 10056.44 | -9.9 | 13.2
39 | WM | 9 | Water Mark - Irrometer | 1993-07-06 |  | 10056.44 | -9.9 | 18.96
39 | WM | 10 | Water Mark - Irrometer | 1993-07-06 |  | 10056.44 | -9.9 | 24.96
39 | WM | 11 | Water Mark - Irrometer | 1993-07-06 |  | 10056.44 | -9.9 | 36.72
39 | WM | 12 | Water Mark - Irrometer | 1993-07-06 |  | 10056.44 | -9.9 | 48.72
39 | WM | 13 | Water Mark - Irrometer | 1993-07-06 |  | 10056.44 | -9.9 | 60.48
39 | WM | 14 | Water Mark - Irrometer | 1993-07-06 |  | 10056.44 | -9.9 | 96.96
39 | WM | 15 | Water Mark - Irrometer | 1993-07-06 |  | 10056.95 | -16.19 | 13.08
39 | WM | 16 | Water Mark - Irrometer | 1993-07-06 |  | 10056.95 | -16.19 | 18.84
39 | WM | 17 | Water Mark - Irrometer | 1993-07-06 |  | 10056.95 | -16.19 | 24.6
39 | WM | 18 | Water Mark - Irrometer | 1993-07-06 |  | 10056.95 | -16.19 | 30.84
39 | WM | 19 | Water Mark - Irrometer | 1993-07-06 |  | 10056.95 | -16.19 | 37.56
39 | WM | 20 | Water Mark - Irrometer | 1993-07-06 |  | 10056.95 | -16.19 | 49.08
39 | WM | 21 | Water Mark - Irrometer | 1993-07-06 |  | 10056.95 | -16.19 | 61.08
39 | WM | 22 | Water Mark - Irrometer | 1993-07-06 |  | 10053.8 | -25.35 | 12.48
39 | WM | 23 | Water Mark - Irrometer | 1993-07-06 |  | 10053.8 | -25.35 | 18.24
39 | WM | 24 | Water Mark - Irrometer | 1993-07-06 |  | 10053.8 | -25.35 | 24.96
39 | WM | 25 | Water Mark - Irrometer | 1993-07-06 |  | 10053.8 | -25.35 | 30.48
39 | WM | 26 | Water Mark - Irrometer | 1993-07-06 |  | 10053.8 | -25.35 | 36
39 | WM | 27 | Water Mark - Irrometer | 1993-07-06 |  | 10053.8 | -25.35 | 48.24
39 | WM | 28 | Water Mark - Irrometer | 1993-07-06 |  | 10053.8 | -25.35 | 59.88
39 | WM | 101 | Water Mark - Irrometer | 2010-07-23 |  | 10039.01 | -6.1 | 59.5
39 | WM | 102 | Water Mark - Irrometer | 2010-07-23 |  | 10039.01 | -6.1 | 48
39 | WM | 103 | Water Mark - Irrometer | 2010-07-23 |  | 10039.01 | -6.1 | 36
39 | WM | 104 | Water Mark - Irrometer | 2010-07-23 |  | 10039.01 | -6.1 | 24
39 | WM | 105 | Water Mark - Irrometer | 2010-07-23 |  | 10039.01 | -6.1 | 12
39 | WM | 106 | Water Mark - Irrometer | 2010-07-23 |  | 10039.01 | -6.1 | 4
39 | WM | 107 | Water Mark - Irrometer | 2010-07-23 |  | 10039.01 | -6.1 | 0.5
39 | XD | 1 | Thermister on a Static Soil Pressure Gauge | 1993-01-01 |  | 10058.45 | -9.57 | 10.44
39 | XD | 2 | Thermister on a Static Soil Pressure Gauge | 1993-01-01 |  | 10058.45 | -9.57 | 16.44
39 | XD | 3 | Thermister on a Static Soil Pressure Gauge | 1993-01-01 |  | 10058.45 | -9.57 | 21.96
39 | XD | 4 | Thermister on a Static Soil Pressure Gauge | 1993-01-01 |  | 10058.45 | -9.57 | 28.44
39 | XD | 5 | Thermister on a Static Soil Pressure Gauge | 1993-01-01 |  | 10058.45 | -9.57 | 34.44
39 | XL | 1 | Thermister placed on a Static Lateral Pressure Gauge | 1993-01-01 |  | 10066.34 | 1.9 | 47.76
39 | XS | 1 | Positive Pore Water Pressure | 1993-01-01 |  | 10062.23 | 1.48 | 46.8
39 | XS | 2 | Positive Pore Water Pressure | 1993-01-01 |  | 10063.69 | 1.49 | 35.28
39 | XS | 3 | Positive Pore Water Pressure | 1993-01-01 |  | 10066.22 | 1.46 | 22.92
39 | XS | 4 | Positive Pore Water Pressure | 1993-01-01 |  | 10062.24 | 1.52 | 11.04
39 | XS | 5 | Positive Pore Water Pressure | 1993-01-01 |  | 10063.8 | 1.53 | 7.44
39 | XT | 1 | Thermister on a Dynamic Soil Pressure Gauge | 1993-01-01 |  | 10062 | -0.02 | 47.76
39 | XT | 2 | Thermister on a Dynamic Soil Pressure Gauge | 1993-01-01 |  | 10063.49 | -0.05 | 35.4
39 | XT | 3 | Thermister on a Dynamic Soil Pressure Gauge | 1993-01-01 |  | 10066.08 | 0.01 | 23.04
39 | XT | 4 | Thermister on a Dynamic Soil Pressure Gauge | 1993-01-01 |  | 10062.03 | -0.06 | 11.16
39 | XT | 5 | Thermister on a Dynamic Soil Pressure Gauge | 1993-01-01 |  | 10063.4 | 0.02 | 7.44
39 | XV | 101 | Concrete Vibrating Wire Strain Gauge [low modulus] | 2010-07-23 |  | 10062.04 | 11.2 | 0.25 | Longitudinal
39 | XV | 102 | Concrete Vibrating Wire Strain Gauge [low modulus] | 2010-07-23 |  | 10062.07 | 11.2 | 0.75 | Longitudinal
39 | XV | 103 | Concrete Vibrating Wire Strain Gauge [low modulus] | 2010-07-23 |  | 10062.13 | 5.8 | 0.25 | Longitudinal
39 | XV | 104 | Concrete Vibrating Wire Strain Gauge [low modulus] | 2010-07-23 |  | 10062.26 | 5.8 | 0.75 | Longitudinal
39 | XV | 105 | Concrete Vibrating Wire Strain Gauge [low modulus] | 2010-07-23 |  | 10061.67 | 5.8 | 0.25 | Transverse
39 | XV | 106 | Concrete Vibrating Wire Strain Gauge [low modulus] | 2010-07-23 |  | 10061.68 | 5.8 | 0.75 | Transverse
39 | XV | 107 | Concrete Vibrating Wire Strain Gauge [low modulus] | 2010-07-23 |  | 10054.62 | 10.8 | 0.25 | Longitudinal
39 | XV | 108 | Concrete Vibrating Wire Strain Gauge [low modulus] | 2010-07-23 |  | 10054.64 | 10.8 | 0.75 | Longitudinal
39 | XV | 109 | Concrete Vibrating Wire Strain Gauge [low modulus] | 2010-07-23 |  | 10054.08 | 9.9 | 0.25 | Angled
39 | XV | 110 | Concrete Vibrating Wire Strain Gauge [low modulus] | 2010-07-23 |  | 10054.03 | 10 | 0.75 | Angled
39 | XV | 111 | Concrete Vibrating Wire Strain Gauge [low modulus] | 2010-07-23 |  | 10053.02 | 9 | 0.25 | Transverse
39 | XV | 112 | Concrete Vibrating Wire Strain Gauge [low modulus] | 2010-07-23 |  | 10053.06 | 9.4 | 0.75 | Transverse
39 | XV | 113 | Concrete Vibrating Wire Strain Gauge [low modulus] | 2010-07-23 |  | 10053.59 | 5.8 | 0.25 | Transverse
39 | XV | 114 | Concrete Vibrating Wire Strain Gauge [low modulus] | 2010-07-23 |  | 10053.59 | 5.8 | 0.75 | Transverse
39 | XV | 115 | Concrete Vibrating Wire Strain Gauge [low modulus] | 2010-07-23 |  | 10053.19 | 5.7 | 0.25 | Longitudinal
39 | XV | 116 | Concrete Vibrating Wire Strain Gauge [low modulus] | 2010-07-23 |  | 10053.16 | 5.8 | 0.75 | Longitudinal
40 | CE | 1 | Dynamic Strain - Tokyo Sokki (PML-60) | 1993-01-01 | 2013-05-01 | 10522.09 | 3.59 | 2.28 | Transverse
40 | CE | 2 | Dynamic Strain - Tokyo Sokki (PML-60) | 1993-01-01 | 2013-05-01 | 10522.6 | 6.6 | 1.92 | Transverse
40 | CE | 3 | Dynamic Strain - Tokyo Sokki (PML-60) | 1993-01-01 | 2013-05-01 | 10523 | 9.09 | 1.92 | Transverse
40 | CE | 4 | Dynamic Strain - Tokyo Sokki (PML-60) | 1993-01-01 | 2013-05-01 | 10523.18 | 10.07 | 2.04 | Transverse
40 | CE | 5 | Dynamic Strain - Tokyo Sokki (PML-60) | 1993-07-19 | 2013-05-01 | 10522.09 | 3.59 | 6.84 | Longitudinal
40 | CE | 6 | Dynamic Strain - Tokyo Sokki (PML-60) | 1993-01-01 | 2013-05-01 | 10522.6 | 6.6 | 6.72 | Longitudinal
40 | CE | 7 | Dynamic Strain - Tokyo Sokki (PML-60) | 1993-01-01 | 2013-05-01 | 10523 | 9.09 | 6.96 | Longitudinal
40 | CE | 8 | Dynamic Strain - Tokyo Sokki (PML-60) | 1993-01-01 | 2013-05-01 | 10523.18 | 10.07 | 7.32 | Longitudinal
40 | CE | 9 | Dynamic Strain - Tokyo Sokki (PML-60) | 1993-01-01 | 2013-05-01 | 10528.01 | 3.56 | 2.16 | Transverse
40 | CE | 10 | Dynamic Strain - Tokyo Sokki (PML-60) | 1993-01-01 | 2013-05-01 | 10529.04 | 9.09 | 1.92 | Transverse
40 | CE | 11 | Dynamic Strain - Tokyo Sokki (PML-60) | 1993-01-01 | 2013-05-01 | 10529.21 | 10.15 | 2.16 | Transverse
40 | CE | 12 | Dynamic Strain - Tokyo Sokki (PML-60) | 1993-07-19 | 2013-05-01 | 10528.01 | 3.56 | 6.72 | Longitudinal
40 | CE | 13 | Dynamic Strain - Tokyo Sokki (PML-60) | 1993-01-01 | 2013-05-01 | 10529.04 | 9.09 | 7.2 | Longitudinal
40 | CE | 14 | Dynamic Strain - Tokyo Sokki (PML-60) | 1993-01-01 | 2013-05-01 | 10529.21 | 10.15 | 7.44 | Longitudinal
40 | CE | 15 | Dynamic Strain - Tokyo Sokki (PML-60) | 1993-01-01 | 2013-05-01 | 10534.13 | 3.63 | 2.16 | Transverse
40 | CE | 16 | Dynamic Strain - Tokyo Sokki (PML-60) | 1993-01-01 | 2013-05-01 | 10534.54 | 6.63 | 1.8 | Transverse
40 | CE | 17 | Dynamic Strain - Tokyo Sokki (PML-60) | 1993-01-01 | 2013-05-01 | 10535.02 | 9.11 | 1.8 | Transverse
40 | CE | 18 | Dynamic Strain - Tokyo Sokki (PML-60) | 1993-01-01 | 2013-05-01 | 10535.2 | 10.1 | 1.56 | Transverse
40 | CE | 19 | Dynamic Strain - Tokyo Sokki (PML-60) | 1993-01-01 | 2013-05-01 | 10534.13 | 3.63 | 6.72 | Longitudinal
40 | CE | 20 | Dynamic Strain - Tokyo Sokki (PML-60) | 1993-01-01 | 2013-05-01 | 10534.54 | 6.63 | 6.48 | Longitudinal
40 | CE | 21 | Dynamic Strain - Tokyo Sokki (PML-60) | 1993-01-01 | 2013-05-01 | 10535.02 | 9.11 | 7.08 | Longitudinal
40 | CE | 22 | Dynamic Strain - Tokyo Sokki (PML-60) | 1993-01-01 | 2013-05-01 | 10535.2 | 10.1 | 7.08 | Longitudinal
40 | DT | 1 | Linear Variable Differential Transducer | 1993-01-01 | 2013-05-01 | 10551.68 | 3.54 | 3
40 | DT | 2 | Linear Variable Differential Transducer | 1993-01-01 | 2013-05-01 | 10552.68 | 9.51 | 3
40 | DT | 3 | Linear Variable Differential Transducer | 1993-01-01 | 2013-05-01 | 10549.6 | 3.57 | 3
40 | DT | 4 | Linear Variable Differential Transducer | 1993-01-01 | 2013-05-01 | 10550.61 | 9.53 | 3
40 | HC | 1 | Horizonal Clip Gauge - Tokyo Sokki (PI-5S-50/150) | 1993-01-01 | 2013-05-01 | 10520.53 | 3.6 | 2.04
40 | HC | 2 | Horizonal Clip Gauge - Tokyo Sokki (PI-5S-50/150) | 1993-01-01 | 2013-05-01 | 10521.65 | 9.49 | 2.04
40 | HC | 3 | Horizonal Clip Gauge - Tokyo Sokki (PI-5S-50/150) | 1993-01-01 | 2013-05-01 | 10549.58 | -3.56 | 2.04
40 | HC | 4 | Horizonal Clip Gauge - Tokyo Sokki (PI-5S-50/150) | 1993-01-01 | 2013-05-01 | 10548.38 | -9.5 | 2.04
40 | NP | 1 | Neutron Probe | 1993-01-01 | 2013-05-01 | 10526.01 | -6.07 | 0
40 | OS | 1 | MnROAD Open Stand Pipe | 1993-07-06 | 2013-05-01 | 10515.05 | -25.36 | 180
40 | RP | 1 | Resistivity Probe | 1993-01-01 | 2013-05-01 | 10525.71 | -9.31 | 11.76
40 | TC | 1 | MnROAD Thermal Couple Tree - Omega | 1993-07-19 | 2009-06-26 | 10525.12 | -9.37 | 0.96
40 | TC | 2 | MnROAD Thermal Couple Tree - Omega | 1993-07-19 |  | 10525.12 | -9.37 | 3.24
40 | TC | 3 | MnROAD Thermal Couple Tree - Omega | 1993-07-19 |  | 10525.12 | -9.37 | 6.12
40 | TC | 4 | MnROAD Thermal Couple Tree - Omega | 1993-07-06 |  | 10525.12 | -9.37 | 8.76
40 | TC | 5 | MnROAD Thermal Couple Tree - Omega | 1993-07-06 |  | 10525.12 | -9.37 | 11.76
40 | TC | 6 | MnROAD Thermal Couple Tree - Omega | 1993-07-06 |  | 10525.12 | -9.37 | 17.76
40 | TC | 7 | MnROAD Thermal Couple Tree - Omega | 1993-07-06 |  | 10525.12 | -9.37 | 23.76
40 | TC | 8 | MnROAD Thermal Couple Tree - Omega | 1993-07-06 |  | 10525.12 | -9.37 | 35.76
40 | TC | 9 | MnROAD Thermal Couple Tree - Omega | 1993-07-06 |  | 10525.12 | -9.37 | 47.76
40 | TC | 10 | MnROAD Thermal Couple Tree - Omega | 1993-07-06 |  | 10525.12 | -9.37 | 59.76
40 | TC | 11 | MnROAD Thermal Couple Tree - Omega | 1993-07-06 |  | 10525.12 | -9.37 | 95.76
40 | TD | 1 | Time Domain Reflectometer | 1993-07-06 |  | 10527.1 | -9.46 | 13.32
40 | TD | 2 | Time Domain Reflectometer | 1993-07-06 |  | 10527.1 | -9.46 | 19.08
40 | TD | 3 | Time Domain Reflectometer | 1993-07-06 |  | 10527.1 | -9.46 | 25.08
40 | TD | 4 | Time Domain Reflectometer | 1993-07-06 |  | 10527.1 | -9.46 | 37.08
40 | TD | 5 | Time Domain Reflectometer | 1993-07-06 |  | 10527.1 | -9.46 | 49.32
40 | TD | 6 | Time Domain Reflectometer | 1993-07-06 |  | 10527.1 | -9.46 | 60.36
40 | TD | 7 | Time Domain Reflectometer | 1993-07-06 |  | 10527.1 | -9.46 | 96.6
40 | WM | 1 | Water Mark - Irrometer | 1993-07-06 |  | 10527.1 | -9.46 | 13.32
40 | WM | 2 | Water Mark - Irrometer | 1993-07-06 |  | 10527.1 | -9.46 | 19.08
40 | WM | 3 | Water Mark - Irrometer | 1993-07-06 |  | 10527.1 | -9.46 | 25.08
40 | WM | 4 | Water Mark - Irrometer | 1993-07-06 | 2009-03-18 | 10527.1 | -9.46 | 37.08
40 | WM | 5 | Water Mark - Irrometer | 1993-07-06 | 2009-03-18 | 10527.1 | -9.46 | 49.32
40 | WM | 6 | Water Mark - Irrometer | 1993-07-06 |  | 10527.1 | -9.46 | 60.36
40 | WM | 7 | Water Mark - Irrometer | 1993-07-06 |  | 10527.1 | -9.46 | 96.6
51 | CT | 1 |  |  |  | 6522 | 28 | 48
52 | CE | 1 | Dynamic Strain - Tokyo Sokki (PML-60) | 2000-06-30 |  | 20995.9 | -9.68 | 0.72 | Transverse
52 | CE | 2 | Dynamic Strain - Tokyo Sokki (PML-60) | 2000-06-30 |  | 20995.9 | -9.68 | 6.12 | Transverse
52 | CE | 3 | Dynamic Strain - Tokyo Sokki (PML-60) | 2000-06-30 |  | 21002.4 | -9.74 | 0.72 | Transverse
52 | CE | 4 | Dynamic Strain - Tokyo Sokki (PML-60) | 2000-06-30 |  | 21002.4 | -9.74 | 6.12 | Longitudinal
52 | CE | 5 | Dynamic Strain - Tokyo Sokki (PML-60) | 2000-06-30 |  | 21003.4 | -9.75 | 0.84 | Transverse
52 | CE | 6 | Dynamic Strain - Tokyo Sokki (PML-60) | 2000-06-30 |  | 21003.4 | -9.75 | 6.12 | Longitudinal
52 | CE | 7 | Dynamic Strain - Tokyo Sokki (PML-60) | 2000-06-30 |  | 21002.4 | -11.93 | 0.36 | Transverse
52 | CE | 8 | Dynamic Strain - Tokyo Sokki (PML-60) | 2000-06-30 |  | 21002.4 | -11.93 | 5.76 | Longitudinal
52 | CE | 9 | Dynamic Strain - Tokyo Sokki (PML-60) | 2000-06-30 |  | 21002.4 | -13.43 | 0.24 | Longitudinal
52 | CE | 10 | Dynamic Strain - Tokyo Sokki (PML-60) | 2000-06-30 |  | 21002.4 | -13.43 | 5.76 | Longitudinal
52 | CE | 11 | Dynamic Strain - Tokyo Sokki (PML-60) | 2000-06-30 |  | 21008.9 | -9.69 | 0.84 | Transverse
52 | CE | 12 | Dynamic Strain - Tokyo Sokki (PML-60) | 2000-06-30 |  | 21008.9 | -9.69 | 6.24 | Transverse
52 | CE | 13 | Dynamic Strain - Tokyo Sokki (PML-60) | 2000-06-30 |  | 20997.7 | -11.22 | 0.72 | 45 Degrees
52 | CE | 14 | Dynamic Strain - Tokyo Sokki (PML-60) | 2000-06-30 |  | 20997.7 | -11.22 | 6.12 | 45 Degrees
52 | CE | 15 | Dynamic Strain - Tokyo Sokki (PML-60) | 2000-06-30 |  | 20996.6 | -12.35 | 0.36 | 45 Degrees
52 | CE | 16 | Dynamic Strain - Tokyo Sokki (PML-60) | 2000-06-30 |  | 20996.6 | -12.35 | 5.88 | 45 Degrees
52 | CE | 17 | Dynamic Strain - Tokyo Sokki (PML-60) | 2000-06-30 |  | 20995.5 | -13.42 | 0.48 | 45 Degrees
52 | CE | 18 | Dynamic Strain - Tokyo Sokki (PML-60) | 2000-06-30 |  | 20995.5 | -13.42 | 5.76 | 45 Degrees
52 | CE | 19 | Dynamic Strain - Tokyo Sokki (PML-60) | 2000-06-30 |  | 21011.1 | -3.82 | 0.96 | Longitudinal
52 | CE | 20 | Dynamic Strain - Tokyo Sokki (PML-60) | 2000-06-30 |  | 21011.1 | -3.82 | 6.24 | Longitudinal
52 | CE | 21 | Dynamic Strain - Tokyo Sokki (PML-60) | 2000-06-30 |  | 21011.1 | -9.67 | 0.84 | Longitudinal
52 | CE | 22 | Dynamic Strain - Tokyo Sokki (PML-60) | 2000-06-30 |  | 21011.1 | -9.67 | 6.36 | Longitudinal
52 | CE | 23 | Dynamic Strain - Tokyo Sokki (PML-60) | 2000-06-30 |  | 21017.6 | -3.72 | 1.08 | Longitudinal
52 | CE | 24 | Dynamic Strain - Tokyo Sokki (PML-60) | 2000-06-30 |  | 21017.6 | -3.72 | 6.48 | Longitudinal
52 | CE | 25 | Dynamic Strain - Tokyo Sokki (PML-60) | 2000-06-30 |  | 21017.5 | -9.7 | 0.72 | Longitudinal
52 | CE | 26 | Dynamic Strain - Tokyo Sokki (PML-60) | 2000-06-30 |  | 21017.5 | -9.7 | 6.12 | Longitudinal
52 | CE | 27 | Dynamic Strain - Tokyo Sokki (PML-60) | 2000-06-30 |  | 21017.5 | -13.4 | 0.48 | Longitudinal
52 | CE | 28 | Dynamic Strain - Tokyo Sokki (PML-60) | 2000-06-30 |  | 21017.5 | -13.4 | 5.88 | Longitudinal
52 | CE | 29 | Dynamic Strain - Tokyo Sokki (PML-60) | 2000-06-30 |  | 21024 | -3.85 | 0.84 | Longitudinal
52 | CE | 30 | Dynamic Strain - Tokyo Sokki (PML-60) | 2000-06-30 |  | 21024 | -3.85 | 6.24 | Longitudinal
52 | CE | 31 | Dynamic Strain - Tokyo Sokki (PML-60) | 2000-06-30 |  | 21024 | -9.73 | 0.72 | Longitudinal
52 | CE | 32 | Dynamic Strain - Tokyo Sokki (PML-60) | 2000-06-30 |  | 21024 | -9.73 | 6.24 | Longitudinal
52 | CE | 33 | Dynamic Strain - Tokyo Sokki (PML-60) | 2000-06-30 |  | 21026.1 | -3.85 | 1.08 | Transverse
52 | CE | 34 | Dynamic Strain - Tokyo Sokki (PML-60) | 2000-06-30 |  | 21026.1 | -3.85 | 6.36 | Longitudinal
52 | CE | 35 | Dynamic Strain - Tokyo Sokki (PML-60) | 2000-06-30 |  | 21026.1 | -9.8 | 0.84 | Transverse
52 | CE | 36 | Dynamic Strain - Tokyo Sokki (PML-60) | 2000-06-30 |  | 21026.1 | -9.8 | 6.36 | Transverse
52 | CE | 37 | Dynamic Strain - Tokyo Sokki (PML-60) | 2000-06-30 |  | 21032.5 | -9.83 | 1.32 | Transverse
52 | CE | 38 | Dynamic Strain - Tokyo Sokki (PML-60) | 2000-06-30 |  | 21032.5 | -9.83 | 6.72 | Transverse
52 | CE | 39 | Dynamic Strain - Tokyo Sokki (PML-60) | 2000-06-30 |  | 21032.5 | -11.91 | 0.84 | Transverse
52 | CE | 40 | Dynamic Strain - Tokyo Sokki (PML-60) | 2000-06-30 |  | 21032.5 | -11.91 | 6.36 | Longitudinal
52 | CE | 41 | Dynamic Strain - Tokyo Sokki (PML-60) | 2000-06-30 |  | 21032.6 | -13.44 | 0.6 | Longitudinal
52 | CE | 42 | Dynamic Strain - Tokyo Sokki (PML-60) | 2000-06-30 |  | 21032.6 | -13.44 | 6 | Longitudinal
52 | CE | 43 | Dynamic Strain - Tokyo Sokki (PML-60) | 2000-06-30 |  | 21039 | -3.8 | 1.32 | Transverse
52 | CE | 44 | Dynamic Strain - Tokyo Sokki (PML-60) | 2000-06-30 |  | 21039 | -3.8 | 6.72 | Longitudinal
52 | CE | 45 | Dynamic Strain - Tokyo Sokki (PML-60) | 2000-06-30 |  | 21039 | -9.73 | 1.08 | Transverse
52 | CE | 46 | Dynamic Strain - Tokyo Sokki (PML-60) | 2000-06-30 |  | 21039 | -9.73 | 6.6 | Transverse
52 | CE | 47 | Dynamic Strain - Tokyo Sokki (PML-60) | 2000-06-30 |  | 21027.8 | -11.23 | 0.6 | 45 Degrees
52 | CE | 48 | Dynamic Strain - Tokyo Sokki (PML-60) | 2000-06-30 |  | 21027.8 | -11.23 | 6 | 45 Degrees
52 | CE | 49 | Dynamic Strain - Tokyo Sokki (PML-60) | 2000-06-30 |  | 21026.6 | -12.33 | 0.6 | 45 Degrees
52 | CE | 50 | Dynamic Strain - Tokyo Sokki (PML-60) | 2000-06-30 |  | 21026.6 | -12.33 | 6 | 45 Degrees
52 | CE | 51 | Dynamic Strain - Tokyo Sokki (PML-60) | 2000-06-30 |  | 21025.5 | -13.41 | 0.36 | 45 Degrees
52 | CE | 52 | Dynamic Strain - Tokyo Sokki (PML-60) | 2000-06-30 |  | 21025.5 | -13.41 | 6 | 45 Degrees
52 | CE | 53 | Dynamic Strain - Tokyo Sokki (PML-60) | 2000-06-30 |  | 21025.5 | 3.81 | 1.56 | Transverse
52 | CE | 54 | Dynamic Strain - Tokyo Sokki (PML-60) | 2000-06-30 |  | 21025.5 | 3.81 | 7.08 | Longitudinal
52 | CE | 55 | Dynamic Strain - Tokyo Sokki (PML-60) | 2000-06-30 |  | 21025.4 | 9.8 | 0.96 | Transverse
52 | CE | 56 | Dynamic Strain - Tokyo Sokki (PML-60) | 2000-06-30 |  | 21025.4 | 9.8 | 6.36 | Longitudinal
52 | CE | 57 | Dynamic Strain - Tokyo Sokki (PML-60) | 2000-06-30 |  | 21031.5 | 9.8 | 0.84 | Transverse
52 | CE | 58 | Dynamic Strain - Tokyo Sokki (PML-60) | 2000-06-30 |  | 21031.5 | 9.8 | 6.12 | Longitudinal
52 | CE | 59 | Dynamic Strain - Tokyo Sokki (PML-60) | 2000-06-30 |  | 21032.6 | 9.72 | 0.48 | Longitudinal
52 | CE | 60 | Dynamic Strain - Tokyo Sokki (PML-60) | 2000-06-30 |  | 21032.6 | 9.72 | 6.12 | Longitudinal
52 | CE | 61 | Dynamic Strain - Tokyo Sokki (PML-60) | 2000-06-30 |  | 21032.6 | 12.45 | 0.6 | Longitudinal
52 | CE | 62 | Dynamic Strain - Tokyo Sokki (PML-60) | 2000-06-30 |  | 21032.6 | 12.45 | 6.12 | Longitudinal
52 | CE | 63 | Dynamic Strain - Tokyo Sokki (PML-60) | 2000-06-30 |  | 21039.6 | 3.84 | 0.96 | Transverse
52 | CE | 64 | Dynamic Strain - Tokyo Sokki (PML-60) | 2000-06-30 |  | 21039.6 | 3.84 | 6.36 | Longitudinal
52 | CE | 65 | Dynamic Strain - Tokyo Sokki (PML-60) | 2000-06-30 |  | 21039.5 | 9.83 | 0.48 | Transverse
52 | CE | 66 | Dynamic Strain - Tokyo Sokki (PML-60) | 2000-06-30 |  | 21039.5 | 9.83 | 5.88 | Longitudinal
52 | CE | 87 | Dynamic Strain - Tokyo Sokki (PML-60) | 2000-06-30 |  | 21032.6 | 12.45 | 3.36 | Longitudinal
52 | CE | 90 | Dynamic Strain - Tokyo Sokki (PML-60) | 2000-06-30 |  | 21026.1 | -9.8 | 0.24 | Longitudinal
52 | CT | 1 |  | 2000-06-30 |  | 21010 | 28 | 0
52 | CT | 2 |  | 2000-06-30 |  | 21010 | 28 | 0
52 | FW | 1 | Concrete Vibrating Wire Strain Gauge [low modulus] (frequency) | 2000-06-30 |  | 20980.5 | 12.41 | 2.16 | 45 Degrees
52 | FW | 2 | Concrete Vibrating Wire Strain Gauge [low modulus] (frequency) | 2000-06-30 |  | 20980.5 | 12.41 | 4.44 | 45 Degrees
52 | FW | 3 | Concrete Vibrating Wire Strain Gauge [low modulus] (frequency) | 2000-06-30 |  | 20980.5 | 12.41 | 6.48 | 45 Degrees
52 | FW | 4 | Concrete Vibrating Wire Strain Gauge [low modulus] (frequency) | 2000-06-30 |  | 20987.4 | 12.3 | 1.92 | Longitudinal
52 | FW | 5 | Concrete Vibrating Wire Strain Gauge [low modulus] (frequency) | 2000-06-30 |  | 20987.4 | 12.3 | 6.24 | Longitudinal
52 | FW | 6 | Concrete Vibrating Wire Strain Gauge [low modulus] (frequency) | 2000-06-30 |  | 20987.3 | 6.53 | 2.16 | 45 Degrees
52 | FW | 7 | Concrete Vibrating Wire Strain Gauge [low modulus] (frequency) | 2000-06-30 |  | 20987.3 | 6.53 | 6.24 | 45 Degrees
52 | FW | 8 | Concrete Vibrating Wire Strain Gauge [low modulus] (frequency) | 2000-06-30 |  | 20995.5 | 12.55 | 2.28 | 45 Degrees
52 | FW | 9 | Concrete Vibrating Wire Strain Gauge [low modulus] (frequency) | 2000-06-30 |  | 20995.5 | 12.55 | 6.12 | 45 Degrees
52 | FW | 10 | Concrete Vibrating Wire Strain Gauge [low modulus] (frequency) | 2000-06-30 |  | 20996 | 6.49 | 2.88 | Transverse
52 | FW | 11 | Concrete Vibrating Wire Strain Gauge [low modulus] (frequency) | 2000-06-30 |  | 20996 | 6.49 | 6.12 | Transverse
52 | FW | 12 | Concrete Vibrating Wire Strain Gauge [low modulus] (frequency) | 2000-06-30 |  | 21002.5 | 12.36 | 2.04 | Longitudinal
52 | FW | 13 | Concrete Vibrating Wire Strain Gauge [low modulus] (frequency) | 2000-06-30 |  | 21002.5 | 12.36 | 4.44 | Longitudinal
52 | FW | 14 | Concrete Vibrating Wire Strain Gauge [low modulus] (frequency) | 2000-06-30 |  | 21002.5 | 12.36 | 5.76 | Longitudinal
52 | FW | 15 | Concrete Vibrating Wire Strain Gauge [low modulus] (frequency) | 2000-06-30 |  | 21010.5 | 12.58 | 2.28 | 45 Degrees
52 | FW | 16 | Concrete Vibrating Wire Strain Gauge [low modulus] (frequency) | 2000-06-30 |  | 21010.5 | 12.58 | 4.68 | 45 Degrees
52 | FW | 17 | Concrete Vibrating Wire Strain Gauge [low modulus] (frequency) | 2000-06-30 |  | 21010.5 | 12.58 | 6.36 | 45 Degrees
52 | FW | 18 | Concrete Vibrating Wire Strain Gauge [low modulus] (frequency) | 2000-06-30 |  | 21017.4 | 12.41 | 2.16 | Longitudinal
52 | FW | 19 | Concrete Vibrating Wire Strain Gauge [low modulus] (frequency) | 2000-06-30 |  | 21017.4 | 12.41 | 6.12 | Longitudinal
52 | FW | 20 | Concrete Vibrating Wire Strain Gauge [low modulus] (frequency) | 2000-06-30 |  | 21017.5 | 6.6 | 2.16 | 45 Degrees
52 | FW | 21 | Concrete Vibrating Wire Strain Gauge [low modulus] (frequency) | 2000-06-30 |  | 21017.5 | 6.6 | 6.24 | 45 Degrees
52 | FW | 22 | Concrete Vibrating Wire Strain Gauge [low modulus] (frequency) | 2000-06-30 |  | 21025.4 | 12.5 | 1.56 | 45 Degrees
52 | FW | 23 | Concrete Vibrating Wire Strain Gauge [low modulus] (frequency) | 2000-06-30 |  | 21025.4 | 12.5 | 6 | 45 Degrees
52 | FW | 24 | Concrete Vibrating Wire Strain Gauge [low modulus] (frequency) | 2000-06-30 |  | 21026 | 6.58 | 1.92 | Transverse
52 | FW | 25 | Concrete Vibrating Wire Strain Gauge [low modulus] (frequency) | 2000-06-30 |  | 21026 | 6.58 | 6.48 | Transverse
52 | FW | 26 | Concrete Vibrating Wire Strain Gauge [low modulus] (frequency) | 2000-06-30 |  | 21031.6 | 12.55 | 1.56 | Longitudinal
52 | FW | 27 | Concrete Vibrating Wire Strain Gauge [low modulus] (frequency) | 2000-06-30 |  | 21031.6 | 12.55 | 3.6 | Longitudinal
52 | FW | 28 | Concrete Vibrating Wire Strain Gauge [low modulus] (frequency) | 2000-06-30 |  | 21031.6 | 12.55 | 6.12 | Longitudinal
52 | FW | 29 | Concrete Vibrating Wire Strain Gauge [low modulus] (frequency) | 2000-06-30 |  | 21040.4 | 12.4 | 1.32 | 45 Degrees
52 | FW | 30 | Concrete Vibrating Wire Strain Gauge [low modulus] (frequency) | 2000-06-30 |  | 21040.4 | 12.4 | 3.48 | 45 Degrees
52 | FW | 31 | Concrete Vibrating Wire Strain Gauge [low modulus] (frequency) | 2000-06-30 |  | 21040.4 | 12.4 | 5.88 | 45 Degrees
52 | FW | 32 | Concrete Vibrating Wire Strain Gauge [low modulus] (frequency) | 2000-06-30 |  | 21047.5 | 12.43 | 1.44 | Longitudinal
52 | FW | 33 | Concrete Vibrating Wire Strain Gauge [low modulus] (frequency) | 2000-06-30 |  | 21047.5 | 12.43 | 6.12 | Longitudinal
52 | FW | 34 | Concrete Vibrating Wire Strain Gauge [low modulus] (frequency) | 2000-06-30 |  | 21047.5 | 6.55 | 1.92 | 45 Degrees
52 | FW | 35 | Concrete Vibrating Wire Strain Gauge [low modulus] (frequency) | 2000-06-30 |  | 21047.5 | 6.55 | 6.24 | 45 Degrees
52 | HC | 1 | Horizonal Clip Gauge - Tokyo Sokki (PI-5S-50/150) | 2000-06-30 |  | 20995 | -2 | 3.72
52 | HC | 2 | Horizonal Clip Gauge - Tokyo Sokki (PI-5S-50/150) | 2000-06-30 |  | 20995 | -12 | 3.72
52 | HC | 3 | Horizonal Clip Gauge - Tokyo Sokki (PI-5S-50/150) | 2000-06-30 |  | 21010 | -2 | 3.72
52 | HC | 4 | Horizonal Clip Gauge - Tokyo Sokki (PI-5S-50/150) | 2000-06-30 |  | 21010 | -12 | 3.72
52 | HC | 5 | Horizonal Clip Gauge - Tokyo Sokki (PI-5S-50/150) | 2000-06-30 |  | 21025 | -2 | 3.72
52 | HC | 6 | Horizonal Clip Gauge - Tokyo Sokki (PI-5S-50/150) | 2000-06-30 |  | 21025 | -12 | 3.72
52 | HC | 7 | Horizonal Clip Gauge - Tokyo Sokki (PI-5S-50/150) | 2000-06-30 |  | 21025 | 2 | 3.72
52 | HC | 8 | Horizonal Clip Gauge - Tokyo Sokki (PI-5S-50/150) | 2000-06-30 |  | 21025 | 11 | 3.72
52 | IV | 1 | Invar Rod | 2000-07-01 |  | 20995 | 13.53 | 0
52 | IV | 2 | Invar Rod | 2000-07-01 |  | 21010.1 | 13.59 | 0
52 | IV | 3 | Invar Rod | 2000-07-01 |  | 21025.9 | 13.61 | 0
52 | IV | 4 | Invar Rod | 2000-07-01 |  | 21040.1 | 13.6 | 0
52 | LA | 1 |  | 2000-07-01 |  | 20876 | 14 | 0
52 | LA | 2 |  | 2000-07-01 |  | 20921 | 13.92 | 0
52 | LA | 3 |  | 2000-07-01 |  | 21025 | -15 | 0
52 | LA | 4 |  | 2000-07-01 |  | 21032.5 | 14 | 0
52 | LA | 5 |  | 2000-07-01 |  | 21032.5 | -15 | 0
52 | MP | 1 |  | 2000-06-30 |  | 21009.5 | 12.3 | 6.12
52 | MP | 2 |  | 2000-06-30 |  | 21009.3 | 12.43 | 7.2
52 | MP | 3 |  | 2000-06-30 |  | 21016.3 | 4.76 | 6.84
52 | MP | 4 |  | 2000-06-30 |  | 21016.5 | 4.94 | 7.44
52 | MR | 1 |  | 2000-06-30 |  | 21009.4 | 12.36 | 1.32
52 | MR | 2 |  | 2000-06-30 |  | 21009.3 | 12.33 | 1.68
52 | MR | 3 |  | 2000-06-30 |  | 21009.2 | 12.33 | 3.84
52 | MR | 4 |  | 2000-06-30 |  | 21016.3 | 4.87 | 1.32
52 | MR | 5 |  | 2000-06-30 |  | 21016.4 | 4.99 | 1.8
52 | MR | 6 |  | 2000-06-30 |  | 21016.2 | 5.01 | 4.56
52 | OS | 1 | MnROAD Open Stand Pipe | 2000-06-17 |  | 21137.5 | 0 | 7.44
52 | PG | 1 | Dynamic Normal Pressure Gauge - Geokon 3500 | 2000-06-17 |  | 21026.2 | -13.01 | 7.08
52 | PG | 2 | Dynamic Normal Pressure Gauge - Geokon 3500 | 2000-06-17 |  | 21032.5 | -6.82 | 7.44
52 | PG | 3 | Dynamic Normal Pressure Gauge - Geokon 3500 | 2000-06-17 |  | 21032.7 | -12.73 | 7.32
52 | PT | 1 | Static Normal Pressure - Geokon 4800 | 2000-06-17 |  | 21011.2 | -13.06 | 7.08
52 | PT | 2 | Static Normal Pressure - Geokon 4800 | 2000-06-17 |  | 21017.6 | -12.53 | 6.96
52 | RW | 1 | Concrete Vibrating Wire Strain Gauge [low modulus] (resistance) | 2000-06-30 |  | 20980.5 | 12.41 | 2.16 | 45 Degrees
52 | RW | 2 | Concrete Vibrating Wire Strain Gauge [low modulus] (resistance) | 2000-06-30 |  | 20980.5 | 12.41 | 4.44 | 45 Degrees
52 | RW | 3 | Concrete Vibrating Wire Strain Gauge [low modulus] (resistance) | 2000-06-30 |  | 20980.5 | 12.41 | 6.48 | 45 Degrees
52 | RW | 4 | Concrete Vibrating Wire Strain Gauge [low modulus] (resistance) | 2000-06-30 |  | 20987.4 | 12.3 | 1.92 | Longitudinal
52 | RW | 5 | Concrete Vibrating Wire Strain Gauge [low modulus] (resistance) | 2000-06-30 |  | 20987.4 | 12.3 | 6.24 | Longitudinal
52 | RW | 6 | Concrete Vibrating Wire Strain Gauge [low modulus] (resistance) | 2000-06-30 |  | 20987.3 | 6.53 | 2.16 | 45 Degrees
52 | RW | 7 | Concrete Vibrating Wire Strain Gauge [low modulus] (resistance) | 2000-06-30 |  | 20987.3 | 6.53 | 6.24 | 45 Degrees
52 | RW | 8 | Concrete Vibrating Wire Strain Gauge [low modulus] (resistance) | 2000-06-30 |  | 20995.5 | 12.55 | 2.28 | 45 Degrees
52 | RW | 9 | Concrete Vibrating Wire Strain Gauge [low modulus] (resistance) | 2000-06-30 |  | 20995.5 | 12.55 | 6.12 | 45 Degrees
52 | RW | 10 | Concrete Vibrating Wire Strain Gauge [low modulus] (resistance) | 2000-06-30 |  | 20996 | 6.49 | 2.88 | Transverse
52 | RW | 11 | Concrete Vibrating Wire Strain Gauge [low modulus] (resistance) | 2000-06-30 |  | 20996 | 6.49 | 6.12 | Transverse
52 | RW | 12 | Concrete Vibrating Wire Strain Gauge [low modulus] (resistance) | 2000-06-30 |  | 21002.5 | 12.36 | 2.04 | Longitudinal
52 | RW | 13 | Concrete Vibrating Wire Strain Gauge [low modulus] (resistance) | 2000-06-30 |  | 21002.5 | 12.36 | 4.44 | Longitudinal
52 | RW | 14 | Concrete Vibrating Wire Strain Gauge [low modulus] (resistance) | 2000-06-30 |  | 21002.5 | 12.36 | 5.76 | Longitudinal
52 | RW | 15 | Concrete Vibrating Wire Strain Gauge [low modulus] (resistance) | 2000-06-30 |  | 21010.5 | 12.58 | 2.28 | 45 Degrees
52 | RW | 16 | Concrete Vibrating Wire Strain Gauge [low modulus] (resistance) | 2000-06-30 |  | 21010.5 | 12.58 | 4.68 | 45 Degrees
52 | RW | 17 | Concrete Vibrating Wire Strain Gauge [low modulus] (resistance) | 2000-06-30 |  | 21010.5 | 12.58 | 6.36 | 45 Degrees
52 | RW | 18 | Concrete Vibrating Wire Strain Gauge [low modulus] (resistance) | 2000-06-30 |  | 21017.4 | 12.41 | 2.16 | Longitudinal
52 | RW | 19 | Concrete Vibrating Wire Strain Gauge [low modulus] (resistance) | 2000-06-30 |  | 21017.4 | 12.41 | 6.12 | Longitudinal
52 | RW | 20 | Concrete Vibrating Wire Strain Gauge [low modulus] (resistance) | 2000-06-30 |  | 21017.5 | 6.6 | 2.16 | 45 Degrees
52 | RW | 21 | Concrete Vibrating Wire Strain Gauge [low modulus] (resistance) | 2000-06-30 |  | 21017.5 | 6.6 | 6.24 | 45 Degrees
52 | RW | 22 | Concrete Vibrating Wire Strain Gauge [low modulus] (resistance) | 2000-06-30 |  | 21025.4 | 12.5 | 1.56 | 45 Degrees
52 | RW | 23 | Concrete Vibrating Wire Strain Gauge [low modulus] (resistance) | 2000-06-30 |  | 21025.4 | 12.5 | 6 | 45 Degrees
52 | RW | 24 | Concrete Vibrating Wire Strain Gauge [low modulus] (resistance) | 2000-06-30 |  | 21026 | 6.58 | 1.92 | Transverse
52 | RW | 25 | Concrete Vibrating Wire Strain Gauge [low modulus] (resistance) | 2000-06-30 |  | 21026 | 6.58 | 6.48 | Transverse
52 | RW | 26 | Concrete Vibrating Wire Strain Gauge [low modulus] (resistance) | 2000-06-30 |  | 21031.6 | 12.55 | 1.56 | Longitudinal
52 | RW | 27 | Concrete Vibrating Wire Strain Gauge [low modulus] (resistance) | 2000-06-30 |  | 21031.6 | 12.55 | 3.6 | Longitudinal
52 | RW | 28 | Concrete Vibrating Wire Strain Gauge [low modulus] (resistance) | 2000-06-30 |  | 21031.6 | 12.55 | 6.12 | Longitudinal
52 | RW | 29 | Concrete Vibrating Wire Strain Gauge [low modulus] (resistance) | 2000-06-30 |  | 21040.4 | 12.4 | 1.32 | 45 Degrees
52 | RW | 30 | Concrete Vibrating Wire Strain Gauge [low modulus] (resistance) | 2000-06-30 |  | 21040.4 | 12.4 | 3.48 | 45 Degrees
52 | RW | 31 | Concrete Vibrating Wire Strain Gauge [low modulus] (resistance) | 2000-06-30 |  | 21040.4 | 12.4 | 5.88 | 45 Degrees
52 | RW | 32 | Concrete Vibrating Wire Strain Gauge [low modulus] (resistance) | 2000-06-30 |  | 21047.5 | 12.43 | 1.44 | Longitudinal
52 | RW | 33 | Concrete Vibrating Wire Strain Gauge [low modulus] (resistance) | 2000-06-30 |  | 21047.5 | 12.43 | 6.12 | Longitudinal
52 | RW | 34 | Concrete Vibrating Wire Strain Gauge [low modulus] (resistance) | 2000-06-30 |  | 21047.5 | 6.55 | 1.92 | 45 Degrees
52 | RW | 35 | Concrete Vibrating Wire Strain Gauge [low modulus] (resistance) | 2000-06-30 |  | 21047.5 | 6.55 | 6.24 | 45 Degrees
52 | TC | 1 | MnROAD Thermal Couple Tree - Omega | 2000-06-17 |  | 21008.6 | 12.48 | 1.32
52 | TC | 2 | MnROAD Thermal Couple Tree - Omega | 2000-06-17 |  | 21008.6 | 12.48 | 1.8
52 | TC | 3 | MnROAD Thermal Couple Tree - Omega | 2000-06-17 |  | 21008.6 | 12.48 | 2.28
52 | TC | 4 | MnROAD Thermal Couple Tree - Omega | 2000-06-17 |  | 21008.6 | 12.48 | 3.36
52 | TC | 5 | MnROAD Thermal Couple Tree - Omega | 2000-06-17 |  | 21008.6 | 12.48 | 4.8
52 | TC | 6 | MnROAD Thermal Couple Tree - Omega | 2000-06-17 |  | 21008.6 | 12.48 | 7.32
52 | TC | 7 | MnROAD Thermal Couple Tree - Omega | 2000-06-17 |  | 21008.6 | 12.48 | 11.88
52 | TC | 8 | MnROAD Thermal Couple Tree - Omega | 2000-06-17 |  | 21008.6 | 12.48 | 15.84
52 | TC | 9 | MnROAD Thermal Couple Tree - Omega | 2000-06-17 |  | 21016.3 | 6.35 | 1.44
52 | TC | 10 | MnROAD Thermal Couple Tree - Omega | 2000-06-17 |  | 21016.3 | 6.35 | 1.92
52 | TC | 11 | MnROAD Thermal Couple Tree - Omega | 2000-06-17 |  | 21016.3 | 6.35 | 2.4
52 | TC | 12 | MnROAD Thermal Couple Tree - Omega | 2000-06-17 |  | 21016.3 | 6.35 | 3.48
52 | TC | 13 | MnROAD Thermal Couple Tree - Omega | 2000-06-17 |  | 21016.3 | 6.35 | 4.92
52 | TC | 14 | MnROAD Thermal Couple Tree - Omega | 2000-06-17 |  | 21016.3 | 6.35 | 7.44
52 | TC | 15 | MnROAD Thermal Couple Tree - Omega | 2000-06-17 |  | 21016.3 | 6.35 | 12
52 | TC | 16 | MnROAD Thermal Couple Tree - Omega | 2000-06-17 |  | 21016.3 | 6.35 | 15.96
52 | TC | 90 | MnROAD Thermal Couple Tree - Omega | 2000-06-17 |  | 21024.4 | 12.5 | 0.36
52 | TC | 91 | MnROAD Thermal Couple Tree - Omega | 2000-06-17 |  | 21024.4 | 12.5 | 0.72
52 | TC | 92 | MnROAD Thermal Couple Tree - Omega | 2000-06-17 |  | 21024.4 | 12.5 | 1.2
52 | TC | 93 | MnROAD Thermal Couple Tree - Omega | 2000-06-17 |  | 21024.4 | 12.5 | 1.68
52 | TC | 94 | MnROAD Thermal Couple Tree - Omega | 2000-06-17 |  | 21024.4 | 12.5 | 2.64
52 | TC | 95 | MnROAD Thermal Couple Tree - Omega | 2000-06-17 |  | 21024.4 | 12.5 | 3.72
52 | TC | 96 | MnROAD Thermal Couple Tree - Omega | 2000-06-17 |  | 21024.4 | 12.5 | 5.64
52 | TC | 97 | MnROAD Thermal Couple Tree - Omega | 2000-06-17 |  | 21024.4 | 12.5 | 6.72
52 | TD | 1 | Time Domain Reflectometer | 2000-06-17 |  | 21017.5 | 9.8 | 9.96
52 | TD | 2 | Time Domain Reflectometer | 2000-06-17 |  | 21017.5 | 9.8 | 15.48
52 | TD | 3 | Time Domain Reflectometer | 2000-06-17 |  | 21017.5 | 14.5 | 9.96
52 | TD | 4 | Time Domain Reflectometer | 2000-06-17 |  | 21017.5 | 14.5 | 15.36
52 | TM | 1 |  | 2000-06-30 |  | 21010 | 28 | 0
52 | TM | 2 |  | 2000-06-30 |  | 21010 | 28 | 0
52 | TM | 3 |  | 2000-06-30 |  | 21010 | 28 | 0
52 | TM | 4 |  | 2000-06-30 |  | 21010 | 28 | 0
52 | TM | 5 |  | 2000-06-30 |  | 21010 | 28 | 0
52 | TM | 6 |  | 2000-06-30 |  | 21010 | 28 | 0
52 | TM | 7 |  | 2000-06-30 |  | 21010 | 28 | 0
52 | TM | 8 |  | 2000-06-30 |  | 21010 | 28 | 0
52 | VW | 1 | Concrete Vibrating Wire Strain Gauge [low modulus] | 2000-06-30 |  | 20980.5 | 12.41 | 2.16 | 45 Degrees
52 | VW | 2 | Concrete Vibrating Wire Strain Gauge [low modulus] | 2000-06-30 |  | 20980.5 | 12.41 | 4.44 | 45 Degrees
52 | VW | 3 | Concrete Vibrating Wire Strain Gauge [low modulus] | 2000-06-30 |  | 20980.5 | 12.41 | 6.48 | 45 Degrees
52 | VW | 4 | Concrete Vibrating Wire Strain Gauge [low modulus] | 2000-06-30 |  | 20987.4 | 12.3 | 1.92 | Longitudinal
52 | VW | 5 | Concrete Vibrating Wire Strain Gauge [low modulus] | 2000-06-30 |  | 20987.4 | 12.3 | 6.24 | Longitudinal
52 | VW | 6 | Concrete Vibrating Wire Strain Gauge [low modulus] | 2000-06-30 |  | 20987.3 | 6.53 | 2.16 | 45 Degrees
52 | VW | 7 | Concrete Vibrating Wire Strain Gauge [low modulus] | 2000-06-30 |  | 20987.3 | 6.53 | 6.24 | 45 Degrees
52 | VW | 8 | Concrete Vibrating Wire Strain Gauge [low modulus] | 2000-06-30 |  | 20995.5 | 12.55 | 2.28 | 45 Degrees
52 | VW | 9 | Concrete Vibrating Wire Strain Gauge [low modulus] | 2000-06-30 |  | 20995.5 | 12.55 | 6.12 | 45 Degrees
52 | VW | 10 | Concrete Vibrating Wire Strain Gauge [low modulus] | 2000-06-30 |  | 20996 | 6.49 | 2.88 | Transverse
52 | VW | 11 | Concrete Vibrating Wire Strain Gauge [low modulus] | 2000-06-30 |  | 20996 | 6.49 | 6.12 | Transverse
52 | VW | 12 | Concrete Vibrating Wire Strain Gauge [low modulus] | 2000-06-30 |  | 21002.5 | 12.36 | 2.04 | Longitudinal
52 | VW | 13 | Concrete Vibrating Wire Strain Gauge [low modulus] | 2000-06-30 |  | 21002.5 | 12.36 | 4.44 | Longitudinal
52 | VW | 14 | Concrete Vibrating Wire Strain Gauge [low modulus] | 2000-06-30 |  | 21002.5 | 12.36 | 5.76 | Longitudinal
52 | VW | 15 | Concrete Vibrating Wire Strain Gauge [low modulus] | 2000-06-30 |  | 21010.5 | 12.58 | 2.28 | 45 Degrees
52 | VW | 16 | Concrete Vibrating Wire Strain Gauge [low modulus] | 2000-06-30 |  | 21010.5 | 12.58 | 4.68 | 45 Degrees
52 | VW | 17 | Concrete Vibrating Wire Strain Gauge [low modulus] | 2000-06-30 |  | 21010.5 | 12.58 | 6.36 | 45 Degrees
52 | VW | 18 | Concrete Vibrating Wire Strain Gauge [low modulus] | 2000-06-30 |  | 21017.4 | 12.41 | 2.16 | Longitudinal
52 | VW | 19 | Concrete Vibrating Wire Strain Gauge [low modulus] | 2000-06-30 |  | 21017.4 | 12.41 | 6.12 | Longitudinal
52 | VW | 20 | Concrete Vibrating Wire Strain Gauge [low modulus] | 2000-06-30 |  | 21017.5 | 6.6 | 2.16 | 45 Degrees
52 | VW | 21 | Concrete Vibrating Wire Strain Gauge [low modulus] | 2000-06-30 |  | 21017.5 | 6.6 | 6.24 | 45 Degrees
52 | VW | 22 | Concrete Vibrating Wire Strain Gauge [low modulus] | 2000-06-30 |  | 21025.4 | 12.5 | 1.56 | 45 Degrees
52 | VW | 23 | Concrete Vibrating Wire Strain Gauge [low modulus] | 2000-06-30 |  | 21025.4 | 12.5 | 6 | 45 Degrees
52 | VW | 24 | Concrete Vibrating Wire Strain Gauge [low modulus] | 2000-06-30 |  | 21026 | 6.58 | 1.92 | Transverse
52 | VW | 25 | Concrete Vibrating Wire Strain Gauge [low modulus] | 2000-06-30 |  | 21026 | 6.58 | 6.48 | Transverse
52 | VW | 26 | Concrete Vibrating Wire Strain Gauge [low modulus] | 2000-06-30 |  | 21031.6 | 12.55 | 1.56 | Longitudinal
52 | VW | 27 | Concrete Vibrating Wire Strain Gauge [low modulus] | 2000-06-30 |  | 21031.6 | 12.55 | 3.6 | Longitudinal
52 | VW | 28 | Concrete Vibrating Wire Strain Gauge [low modulus] | 2000-06-30 |  | 21031.6 | 12.55 | 6.12 | Longitudinal
52 | VW | 29 | Concrete Vibrating Wire Strain Gauge [low modulus] | 2000-06-30 |  | 21040.4 | 12.4 | 1.32 | 45 Degrees
52 | VW | 30 | Concrete Vibrating Wire Strain Gauge [low modulus] | 2000-06-30 |  | 21040.4 | 12.4 | 3.48 | 45 Degrees
52 | VW | 31 | Concrete Vibrating Wire Strain Gauge [low modulus] | 2000-06-30 |  | 21040.4 | 12.4 | 5.88 | 45 Degrees
52 | VW | 32 | Concrete Vibrating Wire Strain Gauge [low modulus] | 2000-06-30 |  | 21047.5 | 12.43 | 1.44 | Longitudinal
52 | VW | 33 | Concrete Vibrating Wire Strain Gauge [low modulus] | 2000-06-30 |  | 21047.5 | 12.43 | 6.12 | Longitudinal
52 | VW | 34 | Concrete Vibrating Wire Strain Gauge [low modulus] | 2000-06-30 |  | 21047.5 | 6.55 | 1.92 | 45 Degrees
52 | VW | 35 | Concrete Vibrating Wire Strain Gauge [low modulus] | 2000-06-30 |  | 21047.5 | 6.55 | 6.24 | 45 Degrees
52 | XV | 1 |  | 2000-06-30 |  | 20980.5 | 12.41 | 2.16
52 | XV | 2 |  | 2000-06-30 |  | 20980.5 | 12.41 | 4.44
52 | XV | 3 |  | 2000-06-30 |  | 20980.5 | 12.41 | 6.48
52 | XV | 4 |  | 2000-06-30 |  | 20987.4 | 12.3 | 1.92
52 | XV | 5 |  | 2000-06-30 |  | 20987.4 | 12.3 | 6.24
52 | XV | 6 |  | 2000-06-30 |  | 20987.3 | 6.53 | 2.16
52 | XV | 7 |  | 2000-06-30 |  | 20987.3 | 6.53 | 6.24
52 | XV | 8 |  | 2000-06-30 |  | 20995.5 | 12.55 | 2.28
52 | XV | 9 |  | 2000-06-30 |  | 20995.5 | 12.55 | 6.12
52 | XV | 10 |  | 2000-06-30 |  | 20996 | 6.49 | 2.88
52 | XV | 11 |  | 2000-06-30 |  | 20996 | 6.49 | 6.12
52 | XV | 12 |  | 2000-06-30 |  | 21002.5 | 12.36 | 2.04
52 | XV | 13 |  | 2000-06-30 |  | 21002.5 | 12.36 | 4.44
52 | XV | 14 |  | 2000-06-30 |  | 21002.5 | 12.36 | 5.76
52 | XV | 15 |  | 2000-06-30 |  | 21010.5 | 12.58 | 2.28
52 | XV | 16 |  | 2000-06-30 |  | 21010.5 | 12.58 | 4.68
52 | XV | 17 |  | 2000-06-30 |  | 21010.5 | 12.58 | 6.36
52 | XV | 18 |  | 2000-06-30 |  | 21017.4 | 12.41 | 2.16
52 | XV | 19 |  | 2000-06-30 |  | 21017.4 | 12.41 | 6.12
52 | XV | 20 |  | 2000-06-30 |  | 21017.5 | 6.6 | 2.16
52 | XV | 21 |  | 2000-06-30 |  | 21017.5 | 6.6 | 6.24
52 | XV | 22 |  | 2000-06-30 |  | 21025.4 | 12.5 | 1.56
52 | XV | 23 |  | 2000-06-30 |  | 21025.4 | 12.5 | 6
52 | XV | 24 |  | 2000-06-30 |  | 21026 | 6.58 | 1.92
52 | XV | 25 |  | 2000-06-30 |  | 21026 | 6.58 | 6.48
52 | XV | 26 |  | 2000-06-30 |  | 21031.6 | 12.55 | 1.56
52 | XV | 27 |  | 2000-06-30 |  | 21031.6 | 12.55 | 3.6
52 | XV | 28 |  | 2000-06-30 |  | 21031.6 | 12.55 | 6.12
52 | XV | 29 |  | 2000-06-30 |  | 21040.4 | 12.4 | 1.32
52 | XV | 30 |  | 2000-06-30 |  | 21040.4 | 12.4 | 3.48
52 | XV | 31 |  | 2000-06-30 |  | 21040.4 | 12.4 | 5.88
52 | XV | 32 |  | 2000-06-30 |  | 21047.5 | 12.43 | 1.44
52 | XV | 33 |  | 2000-06-30 |  | 21047.5 | 12.43 | 6.12
52 | XV | 34 |  | 2000-06-30 |  | 21047.5 | 6.55 | 1.92
52 | XV | 35 |  | 2000-06-30 |  | 21047.5 | 6.55 | 6.24
53 | CE | 67 | Dynamic Strain - Tokyo Sokki (PML-60) | 2000-06-30 |  | 21130.4 | -3.75 | 1.44 | Transverse
53 | CE | 68 | Dynamic Strain - Tokyo Sokki (PML-60) | 2000-06-30 |  | 21130.4 | -3.75 | 6.84 | Transverse
53 | CE | 69 | Dynamic Strain - Tokyo Sokki (PML-60) | 2000-06-30 |  | 21130.5 | -9.71 | 1.32 | Transverse
53 | CE | 70 | Dynamic Strain - Tokyo Sokki (PML-60) | 2000-06-30 |  | 21130.5 | -9.71 | 6.36 | Transverse
53 | CE | 71 | Dynamic Strain - Tokyo Sokki (PML-60) | 2000-06-30 |  | 21137.5 | -9.78 | 1.08 | Transverse
53 | CE | 72 | Dynamic Strain - Tokyo Sokki (PML-60) | 2000-06-30 |  | 21137.5 | -9.78 | 6.6 | Transverse
53 | CE | 73 | Dynamic Strain - Tokyo Sokki (PML-60) | 2000-06-30 |  | 21137.5 | -11.98 | 0.72 | Transverse
53 | CE | 74 | Dynamic Strain - Tokyo Sokki (PML-60) | 2000-06-30 |  | 21137.5 | -11.98 | 6.12 | Longitudinal
53 | CE | 75 | Dynamic Strain - Tokyo Sokki (PML-60) | 2000-06-30 |  | 21137.5 | -13.42 | 0.84 | Longitudinal
53 | CE | 76 | Dynamic Strain - Tokyo Sokki (PML-60) | 2000-06-30 |  | 21137.5 | -13.42 | 6.24 | Longitudinal
53 | CE | 77 | Dynamic Strain - Tokyo Sokki (PML-60) | 2000-06-30 |  | 21144.5 | -3.79 | 1.68 | Transverse
53 | CE | 78 | Dynamic Strain - Tokyo Sokki (PML-60) | 2000-06-30 |  | 21144.5 | -3.79 | 6.96 | Transverse
53 | CE | 79 | Dynamic Strain - Tokyo Sokki (PML-60) | 2000-06-30 |  | 21144.5 | -9.7 | 1.44 | Transverse
53 | CE | 80 | Dynamic Strain - Tokyo Sokki (PML-60) | 2000-06-30 |  | 21144.5 | -9.7 | 6.72 | Transverse
53 | CE | 81 | Dynamic Strain - Tokyo Sokki (PML-60) | 2000-06-30 |  | 21132.7 | -11.21 | 0.84 | 45 Degrees
53 | CE | 82 | Dynamic Strain - Tokyo Sokki (PML-60) | 2000-06-30 |  | 21132.7 | -11.21 | 6.36 | 45 Degrees
53 | CE | 83 | Dynamic Strain - Tokyo Sokki (PML-60) | 2000-06-30 |  | 21131.6 | -12.28 | 0.84 | 45 Degrees
53 | CE | 84 | Dynamic Strain - Tokyo Sokki (PML-60) | 2000-06-30 |  | 21131.6 | -12.28 | 6.24 | 45 Degrees
53 | CE | 85 | Dynamic Strain - Tokyo Sokki (PML-60) | 2000-06-30 |  | 21130.6 | -13.4 | 0.72 | 45 Degrees
53 | CE | 86 | Dynamic Strain - Tokyo Sokki (PML-60) | 2000-06-30 |  | 21130.6 | -13.4 | 6 | 45 Degrees
53 | CE | 101 | Dynamic Strain - Tokyo Sokki (PML-60) | 2008-10-16 |  | 21137.68 | -11.6 | 11.748 | Longitudinal
53 | CE | 102 | Dynamic Strain - Tokyo Sokki (PML-60) | 2008-11-08 |  | 21137.5 | -6 | 0.25 | Transverse
53 | CE | 103 | Dynamic Strain - Tokyo Sokki (PML-60) | 2008-10-08 |  | 21142 | -11.5 | 0.25 | Longitudinal
53 | CE | 104 | Dynamic Strain - Tokyo Sokki (PML-60) | 2008-10-16 |  | 21142.5 | -10 | 0.25 | Angled
53 | CE | 106 | Dynamic Strain - Tokyo Sokki (PML-60) | 2008-10-16 |  | 21144 | -6 | 0.25 | Transverse
53 | CE | 107 | Dynamic Strain - Tokyo Sokki (PML-60) | 2008-10-16 |  | 21152.7 | -11.6 | 0.252 | Longitudinal
53 | CE | 108 | Dynamic Strain - Tokyo Sokki (PML-60) | 2008-10-16 |  | 21152.7 | -11.6 | 11.748 | Longitudinal
53 | CE | 109 | Dynamic Strain - Tokyo Sokki (PML-60) | 2008-10-16 |  | 21152.58 | -9.1 | 0.252 | Transverse
53 | CE | 110 | Dynamic Strain - Tokyo Sokki (PML-60) | 2008-10-16 |  | 21152.58 | -9.1 | 11.748 | Transverse
53 | CE | 111 | Dynamic Strain - Tokyo Sokki (PML-60) | 2008-10-16 |  | 21153.05 | -9.1 | 0.252 | Longitudinal
53 | CE | 112 | Dynamic Strain - Tokyo Sokki (PML-60) | 2008-10-16 |  | 21153.05 | -9.1 | 11.748 | Longitudinal
53 | CE | 113 | Dynamic Strain - Tokyo Sokki (PML-60) | 2010-10-15 |  | 21153.11 | -5.7 | 0.252 | Transverse
53 | CE | 114 | Dynamic Strain - Tokyo Sokki (PML-60) | 2008-10-16 |  | 21153.11 | -5.7 | 11.748 | Transverse
53 | CE | 115 | Dynamic Strain - Tokyo Sokki (PML-60) | 2008-10-16 |  | 21153.69 | -5.6 | 0.252 | Longitudinal
53 | CE | 116 | Dynamic Strain - Tokyo Sokki (PML-60) | 2008-10-16 |  | 21153.69 | -5.6 | 11.748 | Longitudinal
53 | CE | 117 | Dynamic Strain - Tokyo Sokki (PML-60) | 2008-10-16 |  | 21157.1 | -11.6 | 0.252 | Longitudinal
53 | CE | 118 | Dynamic Strain - Tokyo Sokki (PML-60) | 2008-10-16 |  | 21157.1 | -11.6 | 11.748 | Longitudinal
53 | CE | 119 | Dynamic Strain - Tokyo Sokki (PML-60) | 2008-10-16 |  | 21157.63 | -10.1 | 0.252 | Angled
53 | CE | 120 | Dynamic Strain - Tokyo Sokki (PML-60) | 2008-10-16 |  | 21157.63 | -10.1 | 11.748 | Angled
53 | CE | 121 | Dynamic Strain - Tokyo Sokki (PML-60) | 2008-10-16 |  | 21159.09 | -9.1 | 0.252 | Transverse
53 | CE | 122 | Dynamic Strain - Tokyo Sokki (PML-60) | 2008-10-16 |  | 21159.09 | -9.1 | 11.748 | Transverse
53 | CE | 123 | Dynamic Strain - Tokyo Sokki (PML-60) | 2008-10-16 |  | 21159.1 | -6.1 | 0.252 | Transverse
53 | CE | 124 | Dynamic Strain - Tokyo Sokki (PML-60) | 2008-10-16 |  | 21159.1 | -6.1 | 11.748 | Transverse
53 | CT | 1 |  | 2000-06-30 |  | 21160 | 28 | 0
53 | CT | 2 |  | 2000-06-30 |  | 21160 | 28 | 0
53 | DT | 101 | Linear Variable Differential Transducer | 2008-10-20 |  | 21137.64 | -12.2 | 0.756
53 | DT | 102 | Linear Variable Differential Transducer | 2008-10-20 |  | 21145.14 | -12.2 | 0.756
53 | DT | 103 | Linear Variable Differential Transducer | 2008-10-20 |  | 21145.14 | -12.2 | 0.756
53 | DT | 104 | Linear Variable Differential Transducer | 2008-10-20 |  | 21152.59 | -12.2 | 0.756
53 | DT | 105 | Linear Variable Differential Transducer | 2008-10-20 |  | 21160.13 | -12.2 | 0.756
53 | DT | 106 | Linear Variable Differential Transducer | 2008-10-20 |  | 21160.13 | -12.2 | 0.756
53 | EC | 101 | Decagon Moisture - 5TE | 2008-10-16 |  | 21152.62 | -5.8 | 1.25
53 | EC | 102 | Decagon Moisture - 5TE | 2008-10-16 |  | 21152.62 | -5.8 | 1.5
53 | EC | 103 | Decagon Moisture - 5TE | 2008-10-16 |  | 21152.62 | -5.8 | 2
53 | EC | 104 | Decagon Moisture - 5TE | 2008-10-16 |  | 21152.62 | -5.8 | 2.5
53 | EC | 105 | Decagon Moisture - 5TE | 2008-10-16 |  | 21152.62 | -5.8 | 3
53 | EC | 106 | Decagon Moisture - 5TE | 2008-10-16 |  | 21152.62 | -5.8 | 4
53 | EC | 107 | Decagon Moisture - 5TE | 2008-10-16 |  | 21152.62 | -5.8 | 5
53 | EC | 108 | Decagon Moisture - 5TE | 2008-10-16 |  | 21152.62 | -5.8 | 6
53 | ET | 101 | Decagon Moisture - 5TE (temperature) | 2008-10-16 |  | 21152.6 | -5.8 | 1.25
53 | ET | 102 | Decagon Moisture - 5TE (temperature) | 2008-10-16 |  | 21152.6 | -5.8 | 1.5
53 | ET | 103 | Decagon Moisture - 5TE (temperature) | 2008-10-16 |  | 21152.6 | -5.8 | 2
53 | ET | 104 | Decagon Moisture - 5TE (temperature) | 2008-10-16 |  | 21152.6 | -5.8 | 2.5
53 | ET | 105 | Decagon Moisture - 5TE (temperature) | 2008-10-16 |  | 21152.6 | -5.8 | 3
53 | ET | 106 | Decagon Moisture - 5TE (temperature) | 2008-10-16 |  | 21152.6 | -5.8 | 4
53 | ET | 107 | Decagon Moisture - 5TE (temperature) | 2008-10-16 |  | 21152.6 | -5.8 | 5
53 | ET | 108 | Decagon Moisture - 5TE (temperature) | 2008-10-16 |  | 21152.6 | -5.8 | 6
53 | EW | 101 | Decagon Moisture - 5TE (volumetric moisture content) | 2008-10-16 |  | 21152.6 | -5.8 | 1.25
53 | EW | 102 | Decagon Moisture - 5TE (volumetric moisture content) | 2008-10-16 |  | 21152.6 | -5.8 | 1.5
53 | EW | 103 | Decagon Moisture - 5TE (volumetric moisture content) | 2008-10-16 |  | 21152.6 | -5.8 | 2
53 | EW | 104 | Decagon Moisture - 5TE (volumetric moisture content) | 2008-10-16 |  | 21152.6 | -5.8 | 2.5
53 | EW | 105 | Decagon Moisture - 5TE (volumetric moisture content) | 2008-10-16 |  | 21152.6 | -5.8 | 3
53 | EW | 106 | Decagon Moisture - 5TE (volumetric moisture content) | 2008-10-16 |  | 21152.6 | -5.8 | 4
53 | EW | 107 | Decagon Moisture - 5TE (volumetric moisture content) | 2008-10-16 |  | 21152.6 | -5.8 | 5
53 | EW | 108 | Decagon Moisture - 5TE (volumetric moisture content) | 2008-10-16 |  | 21152.6 | -5.8 | 6
53 | FG | 101 | Concrete Vibrating Wire Strain Gauge [short gauge length] (frequency) | 2008-10-16 |  | 21137.3 | -7.2 | 0.996 | Longitudinal
53 | FG | 102 | Concrete Vibrating Wire Strain Gauge [short gauge length] (frequency) | 2008-10-16 |  | 21137.2 | -7.2 | 6 | Longitudinal
53 | FG | 103 | Concrete Vibrating Wire Strain Gauge [short gauge length] (frequency) | 2008-10-16 |  | 21137.2 | -7.2 | 11.004 | Longitudinal
53 | FW | 36 | Concrete Vibrating Wire Strain Gauge [low modulus] (frequency) | 2000-06-30 |  | 21100.6 | 12.52 | 1.68 | 45 Degrees
53 | FW | 37 | Concrete Vibrating Wire Strain Gauge [low modulus] (frequency) | 2000-06-30 |  | 21100.6 | 12.52 | 4.08 | 45 Degrees
53 | FW | 38 | Concrete Vibrating Wire Strain Gauge [low modulus] (frequency) | 2000-06-30 |  | 21100.6 | 12.52 | 6.36 | 45 Degrees
53 | FW | 39 | Concrete Vibrating Wire Strain Gauge [low modulus] (frequency) | 2000-06-30 |  | 21107.5 | 12.5 | 1.92 | Longitudinal
53 | FW | 40 | Concrete Vibrating Wire Strain Gauge [low modulus] (frequency) | 2000-06-30 |  | 21107.5 | 12.5 | 6.36 | Longitudinal
53 | FW | 41 | Concrete Vibrating Wire Strain Gauge [low modulus] (frequency) | 2000-06-30 |  | 21107.5 | 6.55 | 1.8 | 45 Degrees
53 | FW | 42 | Concrete Vibrating Wire Strain Gauge [low modulus] (frequency) | 2000-06-30 |  | 21107.5 | 6.55 | 6.36 | 45 Degrees
53 | FW | 43 | Concrete Vibrating Wire Strain Gauge [low modulus] (frequency) | 2000-06-30 |  | 21115.5 | 12.48 | 1.92 | 45 Degrees
53 | FW | 44 | Concrete Vibrating Wire Strain Gauge [low modulus] (frequency) | 2000-06-30 |  | 21115.5 | 12.48 | 6.36 | 45 Degrees
53 | FW | 45 | Concrete Vibrating Wire Strain Gauge [low modulus] (frequency) | 2000-06-30 |  | 21115.6 | 6.52 | 2.04 | Transverse
53 | FW | 46 | Concrete Vibrating Wire Strain Gauge [low modulus] (frequency) | 2000-06-30 |  | 21115.6 | 6.52 | 6.48 | Transverse
53 | FW | 47 | Concrete Vibrating Wire Strain Gauge [low modulus] (frequency) | 2000-06-30 |  | 21122.6 | 12.34 | 2.16 | Longitudinal
53 | FW | 48 | Concrete Vibrating Wire Strain Gauge [low modulus] (frequency) | 2000-06-30 |  | 21122.6 | 12.34 | 6 | Longitudinal
53 | FW | 50 | Concrete Vibrating Wire Strain Gauge [low modulus] (frequency) | 2000-06-30 |  | 21130.6 | 12.5 | 2.28 | 45 Degrees
53 | FW | 51 | Concrete Vibrating Wire Strain Gauge [low modulus] (frequency) | 2000-06-30 |  | 21130.6 | 12.5 | 4.68 | 45 Degrees
53 | FW | 52 | Concrete Vibrating Wire Strain Gauge [low modulus] (frequency) | 2000-06-30 |  | 21130.6 | 12.5 | 6.72 | 45 Degrees
53 | FW | 53 | Concrete Vibrating Wire Strain Gauge [low modulus] (frequency) | 2000-06-30 |  | 21137.6 | 12.47 | 1.8 | Longitudinal
53 | FW | 54 | Concrete Vibrating Wire Strain Gauge [low modulus] (frequency) | 2000-06-30 |  | 21137.6 | 12.47 | 6 | Longitudinal
53 | FW | 55 | Concrete Vibrating Wire Strain Gauge [low modulus] (frequency) | 2000-06-30 |  | 21137.4 | 6.5 | 2.04 | 45 Degrees
53 | FW | 56 | Concrete Vibrating Wire Strain Gauge [low modulus] (frequency) | 2000-06-30 |  | 21137.4 | 6.5 | 6 | 45 Degrees
53 | FW | 57 | Concrete Vibrating Wire Strain Gauge [low modulus] (frequency) | 2000-06-30 |  | 21145.6 | 12.51 | 2.4 | 45 Degrees
53 | FW | 58 | Concrete Vibrating Wire Strain Gauge [low modulus] (frequency) | 2000-06-30 |  | 21145.6 | 12.51 | 6.48 | 45 Degrees
53 | FW | 59 | Concrete Vibrating Wire Strain Gauge [low modulus] (frequency) | 2000-06-30 |  | 21145.4 | 6.47 | 2.04 | Transverse
53 | FW | 60 | Concrete Vibrating Wire Strain Gauge [low modulus] (frequency) | 2000-06-30 |  | 21145.4 | 6.47 | 6.48 | Transverse
53 | FW | 61 | Concrete Vibrating Wire Strain Gauge [low modulus] (frequency) | 2000-06-30 |  | 21152.5 | 12.42 | 1.92 | Longitudinal
53 | FW | 62 | Concrete Vibrating Wire Strain Gauge [low modulus] (frequency) | 2000-06-30 |  | 21152.5 | 12.42 | 4.08 | Longitudinal
53 | FW | 63 | Concrete Vibrating Wire Strain Gauge [low modulus] (frequency) | 2000-06-30 |  | 21152.5 | 12.42 | 6.24 | Longitudinal
53 | FW | 64 | Concrete Vibrating Wire Strain Gauge [low modulus] (frequency) | 2000-06-30 |  | 21160.6 | 12.49 | 2.04 | 45 Degrees
53 | FW | 65 | Concrete Vibrating Wire Strain Gauge [low modulus] (frequency) | 2000-06-30 |  | 21160.6 | 12.49 | 4.08 | 45 Degrees
53 | FW | 66 | Concrete Vibrating Wire Strain Gauge [low modulus] (frequency) | 2000-06-30 |  | 21160.6 | 12.49 | 6.36 | 45 Degrees
53 | FW | 67 | Concrete Vibrating Wire Strain Gauge [low modulus] (frequency) | 2000-06-30 |  | 21167.5 | 12.59 | 2.52 | Longitudinal
53 | FW | 68 | Concrete Vibrating Wire Strain Gauge [low modulus] (frequency) | 2000-06-30 |  | 21167.5 | 12.59 | 6.48 | Longitudinal
53 | FW | 69 | Concrete Vibrating Wire Strain Gauge [low modulus] (frequency) | 2000-06-30 |  | 21167.4 | 6.53 | 1.2 | 45 Degrees
53 | FW | 70 | Concrete Vibrating Wire Strain Gauge [low modulus] (frequency) | 2000-06-30 |  | 21167.4 | 6.53 | 5.88 | 45 Degrees
53 | FW | 101 | Concrete Vibrating Wire Strain Gauge [low modulus] (frequency) | 2008-10-16 |  | 21133.1 | -11.1 | 0.996 | Longitudinal
53 | FW | 102 | Concrete Vibrating Wire Strain Gauge [low modulus] (frequency) | 2008-10-16 |  | 21133.2 | -11.2 | 11.004 | Longitudinal
53 | FW | 103 | Concrete Vibrating Wire Strain Gauge [low modulus] (frequency) | 2008-10-16 |  | 21133.1 | -10.1 | 0.996 | Angled
53 | FW | 104 | Concrete Vibrating Wire Strain Gauge [low modulus] (frequency) | 2008-10-16 |  | 21133.1 | -10.1 | 11.004 | Angled
53 | FW | 105 | Concrete Vibrating Wire Strain Gauge [low modulus] (frequency) | 2008-10-16 |  | 21131.3 | -9.2 | 0.996 | Transverse
53 | FW | 106 | Concrete Vibrating Wire Strain Gauge [low modulus] (frequency) | 2008-10-16 |  | 21131.3 | -9.2 | 11.004 | Transverse
53 | FW | 107 | Concrete Vibrating Wire Strain Gauge [low modulus] (frequency) | 2008-10-16 |  | 21131.1 | -6.1 | 0.996 | Longitudinal
53 | FW | 108 | Concrete Vibrating Wire Strain Gauge [low modulus] (frequency) | 2008-10-16 |  | 21131.1 | -6.1 | 11.004 | Longitudinal
53 | FW | 109 | Concrete Vibrating Wire Strain Gauge [low modulus] (frequency) | 2008-10-16 |  | 21131.7 | -6.1 | 0.996 | Transverse
53 | FW | 110 | Concrete Vibrating Wire Strain Gauge [low modulus] (frequency) | 2008-10-16 |  | 21131.7 | -6.2 | 11.004 | Transverse
53 | FW | 111 | Concrete Vibrating Wire Strain Gauge [low modulus] (frequency) | 2008-10-16 |  | 21137.6 | -11 | 0.996 | Longitudinal
53 | FW | 112 | Concrete Vibrating Wire Strain Gauge [low modulus] (frequency) | 2008-10-16 |  | 21137.6 | -10.9 | 11.004 | Longitudinal
53 | FW | 113 | Concrete Vibrating Wire Strain Gauge [low modulus] (frequency) | 2008-10-16 |  | 21137 | -6.1 | 0.996 | Longitudinal
53 | FW | 114 | Concrete Vibrating Wire Strain Gauge [low modulus] (frequency) | 2008-10-16 |  | 21137 | -6.2 | 11.004 | Longitudinal
53 | FW | 115 | Concrete Vibrating Wire Strain Gauge [low modulus] (frequency) | 2008-10-16 |  | 21138.1 | -6.2 | 0.996 | Transverse
53 | FW | 116 | Concrete Vibrating Wire Strain Gauge [low modulus] (frequency) | 2008-10-16 |  | 21138.2 | -6.1 | 11.004 | Transverse
53 | HC | 9 | Horizonal Clip Gauge - Tokyo Sokki (PI-5S-50/150) | 2000-06-30 |  | 21130 | -2 | 3.72
53 | HC | 10 | Horizonal Clip Gauge - Tokyo Sokki (PI-5S-50/150) | 2008-10-16 |  | 21130 | -12 | 3.72
53 | HC | 11 | Horizonal Clip Gauge - Tokyo Sokki (PI-5S-50/150) | 2000-06-30 |  | 21145.1 | -2 | 3.72
53 | HC | 12 | Horizonal Clip Gauge - Tokyo Sokki (PI-5S-50/150) | 2008-10-16 |  | 21145.1 | -12 | 3.72
53 | HC | 101 | Horizonal Clip Gauge - Tokyo Sokki (PI-5S-50/150) | 2008-10-16 |  | 21145 | -11 | 0.996
53 | HC | 102 | Horizonal Clip Gauge - Tokyo Sokki (PI-5S-50/150) | 2008-10-16 |  | 21145 | -11 | 11.004
53 | HC | 103 | Horizonal Clip Gauge - Tokyo Sokki (PI-5S-50/150) | 2008-10-16 |  | 21145 | -6 | 0.996
53 | HC | 104 | Horizonal Clip Gauge - Tokyo Sokki (PI-5S-50/150) | 2008-10-16 |  | 21145 | -6 | 11.004
53 | HC | 105 | Horizonal Clip Gauge - Tokyo Sokki (PI-5S-50/150) | 2008-10-16 |  | 21160 | -11 | 6
53 | HC | 106 | Horizonal Clip Gauge - Tokyo Sokki (PI-5S-50/150) | 2008-10-16 |  | 21160 | -6 | 6
53 | HV | 9 | Horizonal Clip Gauge - Tokyo Sokki (PI-5S-50/150) (voltage) | 2000-06-30 |  | 21130 | -2 | 3.72
53 | HV | 10 | Horizonal Clip Gauge - Tokyo Sokki (PI-5S-50/150) (voltage) | 2008-10-16 |  | 21130 | -12 | 3.72
53 | HV | 11 | Horizonal Clip Gauge - Tokyo Sokki (PI-5S-50/150) (voltage) | 2000-06-30 |  | 21145.1 | -2 | 3.72
53 | HV | 12 | Horizonal Clip Gauge - Tokyo Sokki (PI-5S-50/150) (voltage) | 2008-10-16 |  | 21145.1 | -12 | 3.72
53 | HV | 101 | Horizonal Clip Gauge - Tokyo Sokki (PI-5S-50/150) (voltage) | 2008-10-16 |  | 21145 | -11 | 0.996
53 | HV | 102 | Horizonal Clip Gauge - Tokyo Sokki (PI-5S-50/150) (voltage) | 2008-10-16 |  | 21145 | -11 | 11.004
53 | HV | 103 | Horizonal Clip Gauge - Tokyo Sokki (PI-5S-50/150) (voltage) | 2008-10-16 |  | 21145 | -6 | 0.996
53 | HV | 104 | Horizonal Clip Gauge - Tokyo Sokki (PI-5S-50/150) (voltage) | 2008-10-16 |  | 21145 | -6 | 11.004
53 | HV | 105 | Horizonal Clip Gauge - Tokyo Sokki (PI-5S-50/150) (voltage) | 2008-10-16 |  | 21160 | -11 | 6
53 | HV | 106 | Horizonal Clip Gauge - Tokyo Sokki (PI-5S-50/150) (voltage) | 2008-10-16 |  | 21160 | -6 | 6
53 | IK | 101 | Maturity Sensor - Engius IntelliROCK II | 2010-10-15 |  | 21131.69 | -11.4 | 0.996
53 | IK | 102 | Maturity Sensor - Engius IntelliROCK II | 2010-10-15 |  | 21131.15 | -11.6 | 3.504
53 | IK | 103 | Maturity Sensor - Engius IntelliROCK II | 2010-10-15 |  | 21131.61 | -11.4 | 6
53 | IK | 104 | Maturity Sensor - Engius IntelliROCK II | 2010-10-15 |  | 21131.15 | -11.5 | 8.496
53 | IK | 105 | Maturity Sensor - Engius IntelliROCK II | 2010-10-15 |  | 21131.73 | -11.4 | 11.004
53 | IK | 106 | Maturity Sensor - Engius IntelliROCK II | 2010-10-15 |  | 21131.6 | -10 | 0.996
53 | IK | 107 | Maturity Sensor - Engius IntelliROCK II | 2010-10-15 |  | 21131.26 | -9.9 | 3.504
53 | IK | 108 | Maturity Sensor - Engius IntelliROCK II | 2010-10-15 |  | 21131.67 | -10 | 6
53 | IK | 109 | Maturity Sensor - Engius IntelliROCK II | 2010-10-15 |  | 21131.16 | -9.9 | 8.496
53 | IK | 110 | Maturity Sensor - Engius IntelliROCK II | 2010-10-15 |  | 21131.4 | -10 | 11.004
53 | IV | 5 | Invar Rod | 2010-10-15 |  | 21115 | 13.57 | 0
53 | IV | 6 | Invar Rod | 2010-10-15 |  | 21130.1 | 13.7 | 0
53 | IV | 7 | Invar Rod | 2010-10-15 |  | 21145 | 13.55 | 0
53 | IV | 8 | Invar Rod | 2010-10-15 |  | 21160 | 13.69 | 0
53 | IV | 101 | Invar Rod | 2008-10-20 |  | 21137.64 | -12.4 | 6
53 | IV | 102 | Invar Rod | 2008-10-20 |  | 21145.14 | -12.3 | 6
53 | IV | 103 | Invar Rod | 2008-10-20 |  | 21152.59 | -12.4 | 6
53 | IV | 104 | Invar Rod | 2008-10-20 |  | 21160.13 | -12.4 | 6
53 | LA | 6 |  | 2000-07-01 |  | 21130 | -15 | 0
53 | MP | 5 |  | 2000-06-30 |  | 21129.4 | 12.44 | 6
53 | MP | 6 |  | 2000-06-30 |  | 21129.3 | 12.37 | 6.96
53 | MP | 7 |  | 2000-06-30 |  | 21136.5 | 5.35 | 6
53 | MP | 8 |  | 2000-06-30 |  | 21136.4 | 5.4 | 6.36
53 | MR | 7 |  | 2000-06-30 |  | 21129.4 | 12.35 | 1.08
53 | MR | 8 |  | 2000-06-30 |  | 21129.6 | 12.44 | 1.44
53 | MR | 9 |  | 2000-06-30 |  | 21129.5 | 12.23 | 3.84
53 | MR | 10 |  | 2000-06-30 |  | 21136.4 | 5.35 | 1.2
53 | MR | 11 |  | 2000-06-30 |  | 21136.3 | 5.35 | 1.8
53 | MR | 12 |  | 2000-06-30 |  | 21136.2 | 5.35 | 4.08
53 | PG | 4 | Dynamic Normal Pressure Gauge - Geokon 3500 | 2000-06-17 |  | 21131.2 | -12.91 | 6.96
53 | PG | 5 | Dynamic Normal Pressure Gauge - Geokon 3500 | 2000-06-17 |  | 21137.4 | -7.01 | 7.56
53 | PG | 6 | Dynamic Normal Pressure Gauge - Geokon 3500 | 2000-06-17 |  | 21137.3 | -12.74 | 7.08
53 | PT | 3 | Static Normal Pressure - Geokon 4800 | 2000-06-17 |  | 21122.2 | -7.11 | 7.44
53 | PT | 4 | Static Normal Pressure - Geokon 4800 | 2000-06-17 |  | 21122.3 | -13.04 | 7.2
53 | RG | 101 | Concrete Vibrating Wire Strain Gauge [short gauge length] (resistance) | 2008-10-16 |  | 21137.3 | -7.2 | 0.996 | Longitudinal
53 | RG | 102 | Concrete Vibrating Wire Strain Gauge [short gauge length] (resistance) | 2008-10-16 |  | 21137.2 | -7.2 | 6 | Longitudinal
53 | RG | 103 | Concrete Vibrating Wire Strain Gauge [short gauge length] (resistance) | 2008-10-16 |  | 21137.2 | -7.2 | 11.004 | Longitudinal
53 | RW | 36 | Concrete Vibrating Wire Strain Gauge [low modulus] (resistance) | 2000-06-30 |  | 21100.6 | 12.52 | 1.68 | 45 Degrees
53 | RW | 37 | Concrete Vibrating Wire Strain Gauge [low modulus] (resistance) | 2000-06-30 |  | 21100.6 | 12.52 | 4.08 | 45 Degrees
53 | RW | 38 | Concrete Vibrating Wire Strain Gauge [low modulus] (resistance) | 2000-06-30 |  | 21100.6 | 12.52 | 6.36 | 45 Degrees
53 | RW | 39 | Concrete Vibrating Wire Strain Gauge [low modulus] (resistance) | 2000-06-30 |  | 21107.5 | 12.5 | 1.92 | Longitudinal
53 | RW | 40 | Concrete Vibrating Wire Strain Gauge [low modulus] (resistance) | 2000-06-30 |  | 21107.5 | 12.5 | 6.36 | Longitudinal
53 | RW | 41 | Concrete Vibrating Wire Strain Gauge [low modulus] (resistance) | 2000-06-30 |  | 21107.5 | 6.55 | 1.8 | 45 Degrees
53 | RW | 42 | Concrete Vibrating Wire Strain Gauge [low modulus] (resistance) | 2000-06-30 |  | 21107.5 | 6.55 | 6.36 | 45 Degrees
53 | RW | 43 | Concrete Vibrating Wire Strain Gauge [low modulus] (resistance) | 2000-06-30 |  | 21115.5 | 12.48 | 1.92 | 45 Degrees
53 | RW | 44 | Concrete Vibrating Wire Strain Gauge [low modulus] (resistance) | 2000-06-30 |  | 21115.5 | 12.48 | 6.36 | 45 Degrees
53 | RW | 45 | Concrete Vibrating Wire Strain Gauge [low modulus] (resistance) | 2000-06-30 |  | 21115.6 | 6.52 | 2.04 | Transverse
53 | RW | 46 | Concrete Vibrating Wire Strain Gauge [low modulus] (resistance) | 2000-06-30 |  | 21115.6 | 6.52 | 6.48 | Transverse
53 | RW | 47 | Concrete Vibrating Wire Strain Gauge [low modulus] (resistance) | 2000-06-30 |  | 21122.6 | 12.34 | 2.16 | Longitudinal
53 | RW | 48 | Concrete Vibrating Wire Strain Gauge [low modulus] (resistance) | 2000-06-30 |  | 21122.6 | 12.34 | 6 | Longitudinal
53 | RW | 50 | Concrete Vibrating Wire Strain Gauge [low modulus] (resistance) | 2000-06-30 |  | 21130.6 | 12.5 | 2.28 | 45 Degrees
53 | RW | 51 | Concrete Vibrating Wire Strain Gauge [low modulus] (resistance) | 2000-06-30 |  | 21130.6 | 12.5 | 4.68 | 45 Degrees
53 | RW | 52 | Concrete Vibrating Wire Strain Gauge [low modulus] (resistance) | 2000-06-30 |  | 21130.6 | 12.5 | 6.72 | 45 Degrees
53 | RW | 53 | Concrete Vibrating Wire Strain Gauge [low modulus] (resistance) | 2000-06-30 |  | 21137.6 | 12.47 | 1.8 | Longitudinal
53 | RW | 54 | Concrete Vibrating Wire Strain Gauge [low modulus] (resistance) | 2000-06-30 |  | 21137.6 | 12.47 | 6 | Longitudinal
53 | RW | 55 | Concrete Vibrating Wire Strain Gauge [low modulus] (resistance) | 2000-06-30 |  | 21137.4 | 6.5 | 2.04 | 45 Degrees
53 | RW | 56 | Concrete Vibrating Wire Strain Gauge [low modulus] (resistance) | 2000-06-30 |  | 21137.4 | 6.5 | 6 | 45 Degrees
53 | RW | 57 | Concrete Vibrating Wire Strain Gauge [low modulus] (resistance) | 2000-06-30 |  | 21145.6 | 12.51 | 2.4 | 45 Degrees
53 | RW | 58 | Concrete Vibrating Wire Strain Gauge [low modulus] (resistance) | 2000-06-30 |  | 21145.6 | 12.51 | 6.48 | 45 Degrees
53 | RW | 59 | Concrete Vibrating Wire Strain Gauge [low modulus] (resistance) | 2000-06-30 |  | 21145.4 | 6.47 | 2.04 | Transverse
53 | RW | 60 | Concrete Vibrating Wire Strain Gauge [low modulus] (resistance) | 2000-06-30 |  | 21145.4 | 6.47 | 6.48 | Transverse
53 | RW | 61 | Concrete Vibrating Wire Strain Gauge [low modulus] (resistance) | 2000-06-30 |  | 21152.5 | 12.42 | 1.92 | Longitudinal
53 | RW | 62 | Concrete Vibrating Wire Strain Gauge [low modulus] (resistance) | 2000-06-30 |  | 21152.5 | 12.42 | 4.08 | Longitudinal
53 | RW | 63 | Concrete Vibrating Wire Strain Gauge [low modulus] (resistance) | 2000-06-30 |  | 21152.5 | 12.42 | 6.24 | Longitudinal
53 | RW | 64 | Concrete Vibrating Wire Strain Gauge [low modulus] (resistance) | 2000-06-30 |  | 21160.6 | 12.49 | 2.04 | 45 Degrees
53 | RW | 65 | Concrete Vibrating Wire Strain Gauge [low modulus] (resistance) | 2000-06-30 |  | 21160.6 | 12.49 | 4.08 | 45 Degrees
53 | RW | 66 | Concrete Vibrating Wire Strain Gauge [low modulus] (resistance) | 2000-06-30 |  | 21160.6 | 12.49 | 6.36 | 45 Degrees
53 | RW | 67 | Concrete Vibrating Wire Strain Gauge [low modulus] (resistance) | 2000-06-30 |  | 21167.5 | 12.59 | 2.52 | Longitudinal
53 | RW | 68 | Concrete Vibrating Wire Strain Gauge [low modulus] (resistance) | 2000-06-30 |  | 21167.5 | 12.59 | 6.48 | Longitudinal
53 | RW | 69 | Concrete Vibrating Wire Strain Gauge [low modulus] (resistance) | 2000-06-30 |  | 21167.4 | 6.53 | 1.2 | 45 Degrees
53 | RW | 70 | Concrete Vibrating Wire Strain Gauge [low modulus] (resistance) | 2000-06-30 |  | 21167.4 | 6.53 | 5.88 | 45 Degrees
53 | RW | 101 | Concrete Vibrating Wire Strain Gauge [low modulus] (resistance) | 2008-10-16 |  | 21133.1 | -11.1 | 0.996 | Longitudinal
53 | RW | 102 | Concrete Vibrating Wire Strain Gauge [low modulus] (resistance) | 2008-10-16 |  | 21133.2 | -11.2 | 11.004 | Longitudinal
53 | RW | 103 | Concrete Vibrating Wire Strain Gauge [low modulus] (resistance) | 2008-10-16 |  | 21133.1 | -10.1 | 0.996 | Angled
53 | RW | 104 | Concrete Vibrating Wire Strain Gauge [low modulus] (resistance) | 2008-10-16 |  | 21133.1 | -10.1 | 11.004 | Angled
53 | RW | 105 | Concrete Vibrating Wire Strain Gauge [low modulus] (resistance) | 2008-10-16 |  | 21131.3 | -9.2 | 0.996 | Transverse
53 | RW | 106 | Concrete Vibrating Wire Strain Gauge [low modulus] (resistance) | 2008-10-16 |  | 21131.3 | -9.2 | 11.004 | Transverse
53 | RW | 107 | Concrete Vibrating Wire Strain Gauge [low modulus] (resistance) | 2008-10-16 |  | 21131.1 | -6.1 | 0.996 | Longitudinal
53 | RW | 108 | Concrete Vibrating Wire Strain Gauge [low modulus] (resistance) | 2008-10-16 |  | 21131.1 | -6.1 | 11.004 | Longitudinal
53 | RW | 109 | Concrete Vibrating Wire Strain Gauge [low modulus] (resistance) | 2008-10-16 |  | 21131.7 | -6.1 | 0.996 | Transverse
53 | RW | 110 | Concrete Vibrating Wire Strain Gauge [low modulus] (resistance) | 2008-10-16 |  | 21131.7 | -6.2 | 11.004 | Transverse
53 | RW | 111 | Concrete Vibrating Wire Strain Gauge [low modulus] (resistance) | 2008-10-16 |  | 21137.6 | -11 | 0.996 | Longitudinal
53 | RW | 112 | Concrete Vibrating Wire Strain Gauge [low modulus] (resistance) | 2008-10-16 |  | 21137.6 | -10.9 | 11.004 | Longitudinal
53 | RW | 113 | Concrete Vibrating Wire Strain Gauge [low modulus] (resistance) | 2008-10-16 |  | 21137 | -6.1 | 0.996 | Longitudinal
53 | RW | 114 | Concrete Vibrating Wire Strain Gauge [low modulus] (resistance) | 2008-10-16 |  | 21137 | -6.2 | 11.004 | Longitudinal
53 | RW | 115 | Concrete Vibrating Wire Strain Gauge [low modulus] (resistance) | 2008-10-16 |  | 21138.1 | -6.2 | 0.996 | Transverse
53 | RW | 116 | Concrete Vibrating Wire Strain Gauge [low modulus] (resistance) | 2008-10-16 |  | 21138.2 | -6.1 | 11.004 | Transverse
53 | TC | 17 | MnROAD Thermal Couple Tree - Omega | 2000-06-17 |  | 21128.8 | 12.38 | 1.08
53 | TC | 18 | MnROAD Thermal Couple Tree - Omega | 2000-06-17 |  | 21128.8 | 12.38 | 1.56
53 | TC | 19 | MnROAD Thermal Couple Tree - Omega | 2000-06-17 |  | 21128.8 | 12.38 | 2.04
53 | TC | 20 | MnROAD Thermal Couple Tree - Omega | 2000-06-17 |  | 21128.8 | 12.38 | 3
53 | TC | 21 | MnROAD Thermal Couple Tree - Omega | 2000-06-17 |  | 21128.8 | 12.38 | 4.56
53 | TC | 22 | MnROAD Thermal Couple Tree - Omega | 2000-06-17 |  | 21128.8 | 12.38 | 7.08
53 | TC | 23 | MnROAD Thermal Couple Tree - Omega | 2000-06-17 |  | 21128.8 | 12.38 | 11.52
53 | TC | 24 | MnROAD Thermal Couple Tree - Omega | 2000-06-17 |  | 21128.8 | 12.38 | 15.48
53 | TC | 25 | MnROAD Thermal Couple Tree - Omega | 2000-06-17 |  | 21136.4 | 6.43 | 1.32
53 | TC | 26 | MnROAD Thermal Couple Tree - Omega | 2000-06-17 |  | 21136.4 | 6.43 | 1.8
53 | TC | 27 | MnROAD Thermal Couple Tree - Omega | 2000-06-17 |  | 21136.4 | 6.43 | 2.28
53 | TC | 28 | MnROAD Thermal Couple Tree - Omega | 2000-06-17 |  | 21136.4 | 6.43 | 3.24
53 | TC | 29 | MnROAD Thermal Couple Tree - Omega | 2000-06-17 |  | 21136.4 | 6.43 | 4.8
53 | TC | 30 | MnROAD Thermal Couple Tree - Omega | 2000-06-17 |  | 21136.4 | 6.43 | 7.32
53 | TC | 31 | MnROAD Thermal Couple Tree - Omega | 2000-06-17 |  | 21136.4 | 6.43 | 11.76
53 | TC | 32 | MnROAD Thermal Couple Tree - Omega | 2000-06-17 |  | 21136.4 | 6.43 | 15.72
53 | TC | 101 | MnROAD Thermal Couple Tree - Omega | 2008-09-14 |  | 21146.95 | -11.3 | 0.504
53 | TC | 102 | MnROAD Thermal Couple Tree - Omega | 2008-09-14 |  | 21146.95 | -11.3 | 0.996
53 | TC | 103 | MnROAD Thermal Couple Tree - Omega | 2008-09-14 |  | 21146.95 | -11.3 | 3
53 | TC | 104 | MnROAD Thermal Couple Tree - Omega | 2008-09-14 |  | 21146.95 | -11.3 | 5.004
53 | TC | 105 | MnROAD Thermal Couple Tree - Omega | 2008-09-14 |  | 21146.95 | -11.3 | 6.996
53 | TC | 106 | MnROAD Thermal Couple Tree - Omega | 2008-09-14 |  | 21146.95 | -11.3 | 9
53 | TC | 107 | MnROAD Thermal Couple Tree - Omega | 2008-09-14 |  | 21146.95 | -11.3 | 14.496
53 | TC | 108 | MnROAD Thermal Couple Tree - Omega | 2008-09-14 |  | 21146.95 | -11.3 | 18
53 | TC | 109 | MnROAD Thermal Couple Tree - Omega | 2008-09-14 |  | 21152.62 | -5.8 | 42
53 | TC | 110 | MnROAD Thermal Couple Tree - Omega | 2008-09-14 |  | 21152.62 | -5.8 | 56.04
53 | TC | 111 | MnROAD Thermal Couple Tree - Omega | 2008-09-14 |  | 21152.62 | -5.8 | 0.504
53 | TC | 112 | MnROAD Thermal Couple Tree - Omega | 2008-09-14 |  | 21152.62 | -5.8 | 0.996
53 | TC | 113 | MnROAD Thermal Couple Tree - Omega | 2008-09-14 |  | 21152.62 | -5.8 | 3
53 | TC | 114 | MnROAD Thermal Couple Tree - Omega | 2008-09-14 |  | 21152.62 | -5.8 | 5.004
53 | TC | 115 | MnROAD Thermal Couple Tree - Omega | 2008-09-14 |  | 21152.62 | -5.8 | 6.996
53 | TC | 116 | MnROAD Thermal Couple Tree - Omega | 2008-09-14 |  | 21152.62 | -5.8 | 9
53 | TC | 117 | MnROAD Thermal Couple Tree - Omega | 2008-09-14 |  | 21152.62 | -5.8 | 14.496
53 | TC | 118 | MnROAD Thermal Couple Tree - Omega | 2008-09-14 |  | 21152.62 | -5.8 | 18
53 | TC | 119 | MnROAD Thermal Couple Tree - Omega | 2008-09-14 |  | 21152.62 | -5.8 | 42
53 | TC | 120 | MnROAD Thermal Couple Tree - Omega | 2008-09-14 |  | 21152.62 | -5.8 | 56.04
53 | TC | 121 | MnROAD Thermal Couple Tree - Omega | 2008-09-14 |  | 21152.62 | -5.8 | 0
53 | TC | 122 | MnROAD Thermal Couple Tree - Omega | 2008-09-14 |  | 21152.62 | -5.8 | 0
53 | TC | 123 | MnROAD Thermal Couple Tree - Omega | 2008-09-14 |  | 21152.62 | -5.8 | 0
53 | TC | 124 | MnROAD Thermal Couple Tree - Omega | 2008-09-14 |  | 21152.62 | -5.8 | 0
53 | TD | 5 | Time Domain Reflectometer | 2000-06-17 |  | 21137.5 | 9.8 | 9.48
53 | TD | 6 | Time Domain Reflectometer | 2000-06-17 |  | 21137.5 | 9.8 | 13.56
53 | TD | 7 | Time Domain Reflectometer | 2000-06-17 |  | 21137.5 | 14.5 | 9.48
53 | TD | 8 | Time Domain Reflectometer | 2000-06-17 |  | 21137.5 | 14.5 | 13.92
53 | VG | 101 | Concrete Vibrating Wire Strain Gauge [short gauge length] | 2008-10-16 |  | 21137.26 | -7.2 | 0.996 | Longitudinal
53 | VG | 102 | Concrete Vibrating Wire Strain Gauge [short gauge length] | 2008-10-16 |  | 21137.23 | -7.2 | 6 | Longitudinal
53 | VG | 103 | Concrete Vibrating Wire Strain Gauge [short gauge length] | 2008-10-16 |  | 21137.21 | -7.2 | 11.004 | Longitudinal
53 | VW | 36 | Concrete Vibrating Wire Strain Gauge [low modulus] | 2000-06-30 |  | 21100.6 | 12.52 | 1.68 | 45 Degrees
53 | VW | 37 | Concrete Vibrating Wire Strain Gauge [low modulus] | 2000-06-30 |  | 21100.6 | 12.52 | 4.08 | 45 Degrees
53 | VW | 38 | Concrete Vibrating Wire Strain Gauge [low modulus] | 2000-06-30 |  | 21100.6 | 12.52 | 6.36 | 45 Degrees
53 | VW | 39 | Concrete Vibrating Wire Strain Gauge [low modulus] | 2000-06-30 |  | 21107.5 | 12.5 | 1.92 | Longitudinal
53 | VW | 40 | Concrete Vibrating Wire Strain Gauge [low modulus] | 2000-06-30 |  | 21107.5 | 12.5 | 6.36 | Longitudinal
53 | VW | 41 | Concrete Vibrating Wire Strain Gauge [low modulus] | 2000-06-30 |  | 21107.5 | 6.55 | 1.8 | 45 Degrees
53 | VW | 42 | Concrete Vibrating Wire Strain Gauge [low modulus] | 2000-06-30 |  | 21107.5 | 6.55 | 6.36 | 45 Degrees
53 | VW | 43 | Concrete Vibrating Wire Strain Gauge [low modulus] | 2000-06-30 |  | 21115.5 | 12.48 | 1.92 | 45 Degrees
53 | VW | 44 | Concrete Vibrating Wire Strain Gauge [low modulus] | 2000-06-30 |  | 21115.5 | 12.48 | 6.36 | 45 Degrees
53 | VW | 45 | Concrete Vibrating Wire Strain Gauge [low modulus] | 2000-06-30 |  | 21115.6 | 6.52 | 2.04 | Transverse
53 | VW | 46 | Concrete Vibrating Wire Strain Gauge [low modulus] | 2000-06-30 |  | 21115.6 | 6.52 | 6.48 | Transverse
53 | VW | 47 | Concrete Vibrating Wire Strain Gauge [low modulus] | 2000-06-30 |  | 21122.6 | 12.34 | 2.16 | Longitudinal
53 | VW | 48 | Concrete Vibrating Wire Strain Gauge [low modulus] | 2000-06-30 |  | 21122.6 | 12.34 | 6 | Longitudinal
53 | VW | 50 | Concrete Vibrating Wire Strain Gauge [low modulus] | 2000-06-30 |  | 21130.6 | 12.5 | 2.28 | 45 Degrees
53 | VW | 51 | Concrete Vibrating Wire Strain Gauge [low modulus] | 2000-06-30 |  | 21130.6 | 12.5 | 4.68 | 45 Degrees
53 | VW | 52 | Concrete Vibrating Wire Strain Gauge [low modulus] | 2000-06-30 |  | 21130.6 | 12.5 | 6.72 | 45 Degrees
53 | VW | 53 | Concrete Vibrating Wire Strain Gauge [low modulus] | 2000-06-30 |  | 21137.6 | 12.47 | 1.8 | Longitudinal
53 | VW | 54 | Concrete Vibrating Wire Strain Gauge [low modulus] | 2000-06-30 |  | 21137.6 | 12.47 | 6 | Longitudinal
53 | VW | 55 | Concrete Vibrating Wire Strain Gauge [low modulus] | 2000-06-30 |  | 21137.4 | 6.5 | 2.04 | 45 Degrees
53 | VW | 56 | Concrete Vibrating Wire Strain Gauge [low modulus] | 2000-06-30 |  | 21137.4 | 6.5 | 6 | 45 Degrees
53 | VW | 57 | Concrete Vibrating Wire Strain Gauge [low modulus] | 2000-06-30 |  | 21145.6 | 12.51 | 2.4 | 45 Degrees
53 | VW | 58 | Concrete Vibrating Wire Strain Gauge [low modulus] | 2000-06-30 |  | 21145.6 | 12.51 | 6.48 | 45 Degrees
53 | VW | 59 | Concrete Vibrating Wire Strain Gauge [low modulus] | 2000-06-30 |  | 21145.4 | 6.47 | 2.04 | Transverse
53 | VW | 60 | Concrete Vibrating Wire Strain Gauge [low modulus] | 2000-06-30 |  | 21145.4 | 6.47 | 6.48 | Transverse
53 | VW | 61 | Concrete Vibrating Wire Strain Gauge [low modulus] | 2000-06-30 |  | 21152.5 | 12.42 | 1.92 | Longitudinal
53 | VW | 62 | Concrete Vibrating Wire Strain Gauge [low modulus] | 2000-06-30 |  | 21152.5 | 12.42 | 4.08 | Longitudinal
53 | VW | 63 | Concrete Vibrating Wire Strain Gauge [low modulus] | 2000-06-30 |  | 21152.5 | 12.42 | 6.24 | Longitudinal
53 | VW | 64 | Concrete Vibrating Wire Strain Gauge [low modulus] | 2000-06-30 |  | 21160.6 | 12.49 | 2.04 | 45 Degrees
53 | VW | 65 | Concrete Vibrating Wire Strain Gauge [low modulus] | 2000-06-30 |  | 21160.6 | 12.49 | 4.08 | 45 Degrees
53 | VW | 66 | Concrete Vibrating Wire Strain Gauge [low modulus] | 2000-06-30 |  | 21160.6 | 12.49 | 6.36 | 45 Degrees
53 | VW | 67 | Concrete Vibrating Wire Strain Gauge [low modulus] | 2000-06-30 |  | 21167.5 | 12.59 | 2.52 | Longitudinal
53 | VW | 68 | Concrete Vibrating Wire Strain Gauge [low modulus] | 2000-06-30 |  | 21167.5 | 12.59 | 6.48 | Longitudinal
53 | VW | 69 | Concrete Vibrating Wire Strain Gauge [low modulus] | 2000-06-30 |  | 21167.4 | 6.53 | 1.2 | 45 Degrees
53 | VW | 70 | Concrete Vibrating Wire Strain Gauge [low modulus] | 2000-06-30 |  | 21167.4 | 6.53 | 5.88 | 45 Degrees
53 | VW | 101 | Concrete Vibrating Wire Strain Gauge [low modulus] | 2008-10-16 |  | 21133.1 | -11.1 | 0.996 | Longitudinal
53 | VW | 102 | Concrete Vibrating Wire Strain Gauge [low modulus] | 2008-10-16 |  | 21133.16 | -11.2 | 11.004 | Longitudinal
53 | VW | 103 | Concrete Vibrating Wire Strain Gauge [low modulus] | 2008-10-16 |  | 21133.1 | -10.1 | 0.996 | Angled
53 | VW | 104 | Concrete Vibrating Wire Strain Gauge [low modulus] | 2008-10-16 |  | 21133.1 | -10.1 | 11.004 | Angled
53 | VW | 105 | Concrete Vibrating Wire Strain Gauge [low modulus] | 2008-10-16 |  | 21131.27 | -9.2 | 0.996 | Transverse
53 | VW | 106 | Concrete Vibrating Wire Strain Gauge [low modulus] | 2008-10-16 |  | 21131.29 | -9.2 | 11.004 | Transverse
53 | VW | 107 | Concrete Vibrating Wire Strain Gauge [low modulus] | 2008-10-16 |  | 21131.1 | -6.1 | 0.996 | Longitudinal
53 | VW | 108 | Concrete Vibrating Wire Strain Gauge [low modulus] | 2008-10-16 |  | 21131.11 | -6.1 | 11.004 | Longitudinal
53 | VW | 109 | Concrete Vibrating Wire Strain Gauge [low modulus] | 2008-10-16 |  | 21131.65 | -6.1 | 0.996 | Transverse
53 | VW | 110 | Concrete Vibrating Wire Strain Gauge [low modulus] | 2008-10-16 |  | 21131.68 | -6.2 | 11.004 | Transverse
53 | VW | 111 | Concrete Vibrating Wire Strain Gauge [low modulus] | 2008-10-16 |  | 21137.6 | -11 | 0.996 | Longitudinal
53 | VW | 112 | Concrete Vibrating Wire Strain Gauge [low modulus] | 2008-10-16 |  | 21137.55 | -10.9 | 11.004 | Longitudinal
53 | VW | 113 | Concrete Vibrating Wire Strain Gauge [low modulus] | 2008-10-16 |  | 21136.96 | -6.1 | 0.996 | Longitudinal
53 | VW | 114 | Concrete Vibrating Wire Strain Gauge [low modulus] | 2008-10-16 |  | 21137 | -6.2 | 11.004 | Longitudinal
53 | VW | 115 | Concrete Vibrating Wire Strain Gauge [low modulus] | 2008-10-16 |  | 21138.07 | -6.2 | 0.996 | Transverse
53 | VW | 116 | Concrete Vibrating Wire Strain Gauge [low modulus] | 2008-10-16 |  | 21138.16 | -6.1 | 11.004 | Transverse
53 | WM | 101 | Water Mark - Irrometer | 2008-09-14 |  | 21146.55 | -11.6 | 14.496
53 | WM | 102 | Water Mark - Irrometer | 2008-09-14 |  | 21146.55 | -11.6 | 18
53 | WM | 103 | Water Mark - Irrometer | 2008-09-14 |  | 21146.55 | -11.6 | 30
53 | WM | 104 | Water Mark - Irrometer | 2008-09-14 |  | 21146.55 | -11.6 | 42
53 | WM | 105 | Water Mark - Irrometer | 2008-09-14 |  | 21146.55 | -11.6 | 51.96
53 | WM | 106 | Water Mark - Irrometer | 2008-09-14 |  | 21146.55 | -11.6 | 56.04
53 | WM | 107 | Water Mark - Irrometer | 2008-09-14 |  | 21152.58 | -5.8 | 14.496
53 | WM | 108 | Water Mark - Irrometer | 2008-09-14 |  | 21152.58 | -5.8 | 18
53 | WM | 109 | Water Mark - Irrometer | 2008-09-14 |  | 21152.58 | -5.8 | 30
53 | WM | 110 | Water Mark - Irrometer | 2008-09-14 |  | 21152.58 | -5.8 | 42
53 | WM | 111 | Water Mark - Irrometer | 2008-09-14 |  | 21152.58 | -5.8 | 51.96
53 | WM | 112 | Water Mark - Irrometer | 2008-09-14 |  | 21152.58 | -5.8 | 56.04
53 | XG | 101 | Concrete Vibrating Wire Strain Gauge [short gauge length] | 2008-10-16 |  | 21137.26 | -6.5 | 0.996 | Longitudinal
53 | XG | 102 | Concrete Vibrating Wire Strain Gauge [short gauge length] | 2008-10-16 |  | 21137.23 | -6.5 | 6 | Longitudinal
53 | XG | 103 | Concrete Vibrating Wire Strain Gauge [short gauge length] | 2008-10-16 |  | 21137.21 | -6.5 | 11.004 | Longitudinal
53 | XV | 36 |  | 2000-06-30 |  | 21100.6 | 12.52 | 1.68
53 | XV | 37 |  | 2000-06-30 |  | 21100.6 | 12.52 | 4.08
53 | XV | 38 |  | 2000-06-30 |  | 21100.6 | 12.52 | 6.36
53 | XV | 39 |  | 2000-06-30 |  | 21107.5 | 12.5 | 1.92
53 | XV | 40 |  | 2000-06-30 |  | 21107.5 | 12.5 | 6.36
53 | XV | 41 |  | 2000-06-30 |  | 21107.5 | 6.55 | 1.8
53 | XV | 42 |  | 2000-06-30 |  | 21107.5 | 6.55 | 6.36
53 | XV | 43 |  | 2000-06-30 |  | 21115.5 | 12.48 | 1.92
53 | XV | 44 |  | 2000-06-30 |  | 21115.5 | 12.48 | 6.36
53 | XV | 45 |  | 2000-06-30 |  | 21115.6 | 6.52 | 2.04
53 | XV | 46 |  | 2000-06-30 |  | 21115.6 | 6.52 | 6.48
53 | XV | 47 |  | 2000-06-30 |  | 21122.6 | 12.34 | 2.16
53 | XV | 48 |  | 2000-06-30 |  | 21122.6 | 12.34 | 6
53 | XV | 50 |  | 2000-06-30 |  | 21130.6 | 12.5 | 2.28
53 | XV | 51 |  | 2000-06-30 |  | 21130.6 | 12.5 | 4.68
53 | XV | 52 |  | 2000-06-30 |  | 21130.6 | 12.5 | 6.72
53 | XV | 53 |  | 2000-06-30 |  | 21137.6 | 12.47 | 1.8
53 | XV | 54 |  | 2000-06-30 |  | 21137.6 | 12.47 | 6
53 | XV | 55 |  | 2000-06-30 |  | 21137.4 | 6.5 | 2.04
53 | XV | 56 |  | 2000-06-30 |  | 21137.4 | 6.5 | 6
53 | XV | 57 |  | 2000-06-30 |  | 21145.6 | 12.51 | 2.4
53 | XV | 58 |  | 2000-06-30 |  | 21145.6 | 12.51 | 6.48
53 | XV | 59 |  | 2000-06-30 |  | 21145.4 | 6.47 | 2.04
53 | XV | 60 |  | 2000-06-30 |  | 21145.4 | 6.47 | 6.48
53 | XV | 61 |  | 2000-06-30 |  | 21152.5 | 12.42 | 1.92
53 | XV | 62 |  | 2000-06-30 |  | 21152.5 | 12.42 | 4.08
53 | XV | 63 |  | 2000-06-30 |  | 21152.5 | 12.42 | 6.24
53 | XV | 64 |  | 2000-06-30 |  | 21160.6 | 12.49 | 2.04
53 | XV | 65 |  | 2000-06-30 |  | 21160.6 | 12.49 | 4.08
53 | XV | 66 |  | 2000-06-30 |  | 21160.6 | 12.49 | 6.36
53 | XV | 67 |  | 2000-06-30 |  | 21167.5 | 12.59 | 2.52
53 | XV | 68 |  | 2000-06-30 |  | 21167.5 | 12.59 | 6.48
53 | XV | 69 |  | 2000-06-30 |  | 21167.4 | 12.59 | 1.2
53 | XV | 70 |  | 2000-06-30 |  | 21167.4 | 12.59 | 5.88
53 | XV | 101 | Concrete Vibrating Wire Strain Gauge [low modulus] | 2008-10-16 |  | 21133.1 | -11 | 0.996 | Longitudinal
53 | XV | 102 | Concrete Vibrating Wire Strain Gauge [low modulus] | 2008-10-16 |  | 21133.16 | -11 | 11.004 | Longitudinal
53 | XV | 103 | Concrete Vibrating Wire Strain Gauge [low modulus] | 2008-10-16 |  | 21133.1 | -10 | 0.996 | Angled
53 | XV | 104 | Concrete Vibrating Wire Strain Gauge [low modulus] | 2008-10-16 |  | 21133.1 | -10 | 11.004 | Angled
53 | XV | 105 | Concrete Vibrating Wire Strain Gauge [low modulus] | 2008-10-16 |  | 21131.27 | -9 | 0.996 | Transverse
53 | XV | 106 | Concrete Vibrating Wire Strain Gauge [low modulus] | 2008-10-16 |  | 21131.29 | -9 | 11.004 | Transverse
53 | XV | 107 | Concrete Vibrating Wire Strain Gauge [low modulus] | 2008-10-16 |  | 21131.1 | -6 | 0.996 | Longitudinal
53 | XV | 108 | Concrete Vibrating Wire Strain Gauge [low modulus] | 2008-10-16 |  | 21131.11 | -6 | 11.004 | Longitudinal
53 | XV | 109 | Concrete Vibrating Wire Strain Gauge [low modulus] | 2008-10-16 |  | 21131.65 | -6 | 0.996 | Transverse
53 | XV | 110 | Concrete Vibrating Wire Strain Gauge [low modulus] | 2008-10-16 |  | 21131.68 | -6 | 11.004 | Transverse
53 | XV | 111 | Concrete Vibrating Wire Strain Gauge [low modulus] | 2008-10-16 |  | 21137.6 | -11 | 0.996 | Longitudinal
53 | XV | 112 | Concrete Vibrating Wire Strain Gauge [low modulus] | 2008-10-16 |  | 21137.55 | -11 | 11.004 | Longitudinal
53 | XV | 113 | Concrete Vibrating Wire Strain Gauge [low modulus] | 2008-10-16 |  | 21136.96 | -6 | 0.996 | Longitudinal
53 | XV | 114 | Concrete Vibrating Wire Strain Gauge [low modulus] | 2008-10-16 |  | 21137 | -6 | 11.004 | Longitudinal
53 | XV | 115 | Concrete Vibrating Wire Strain Gauge [low modulus] | 2008-10-16 |  | 21138.07 | -6 | 0.996 | Transverse
53 | XV | 116 | Concrete Vibrating Wire Strain Gauge [low modulus] | 2008-10-16 |  | 21138.16 | -6 | 11.004 | Transverse
54 | CE | 1 | Dynamic Strain - Tokyo Sokki (PML-60) | 2004-10-25 |  | 21322.5 | 11.33 | 0.036 | Longitudinal
54 | CT | 1 |  | 2004-10-25 |  | 21315 | 28 | 0
54 | DT | 1 | Linear Variable Differential Transducer | 2004-10-15 |  | 21315.5 | 12.25 | 0.996
54 | DT | 2 | Linear Variable Differential Transducer | 2004-10-15 |  | 21322.5 | 12.25 | 0.996
54 | DT | 3 | Linear Variable Differential Transducer | 2004-10-15 |  | 21314.5 | 12.25 | 0.996
54 | FW | 1 | Concrete Vibrating Wire Strain Gauge [low modulus] (frequency) | 2004-10-25 |  | 21300.6 | 11.2 | 1.32 | Transverse
54 | FW | 2 | Concrete Vibrating Wire Strain Gauge [low modulus] (frequency) | 2004-10-25 |  | 21300.6 | 11.2 | 6.24 | Transverse
54 | FW | 3 | Concrete Vibrating Wire Strain Gauge [low modulus] (frequency) | 2004-10-25 |  | 21300.8 | 11.5 | 1.56 | Longitudinal
54 | FW | 4 | Concrete Vibrating Wire Strain Gauge [low modulus] (frequency) | 2004-10-25 |  | 21300.8 | 11.5 | 6.6 | Longitudinal
54 | FW | 5 | Concrete Vibrating Wire Strain Gauge [low modulus] (frequency) | 2004-10-25 |  | 21307.4 | 5.9 | 1.2 | Longitudinal
54 | FW | 6 | Concrete Vibrating Wire Strain Gauge [low modulus] (frequency) | 2004-10-25 |  | 21307.4 | 5.9 | 6.12 | Longitudinal
54 | FW | 7 | Concrete Vibrating Wire Strain Gauge [low modulus] (frequency) | 2004-10-25 |  | 21307.3 | 11.5 | 2.04 | Longitudinal
54 | FW | 8 | Concrete Vibrating Wire Strain Gauge [low modulus] (frequency) | 2004-10-25 |  | 21307.3 | 11.5 | 7.08 | Longitudinal
54 | HC | 1 | Horizonal Clip Gauge - Tokyo Sokki (PI-5S-50/150) | 2004-10-25 |  | 21315 | 11.5 | 0.084
54 | HC | 2 | Horizonal Clip Gauge - Tokyo Sokki (PI-5S-50/150) | 2004-10-25 |  | 21315 | 6 | 0.084
54 | HC | 3 | Horizonal Clip Gauge - Tokyo Sokki (PI-5S-50/150) | 2004-10-25 |  | 21315 | 0.5 | 0.084
54 | HC | 4 | Horizonal Clip Gauge - Tokyo Sokki (PI-5S-50/150) | 2004-10-25 |  | 21330 | 11.5 | 0.084
54 | HC | 5 | Horizonal Clip Gauge - Tokyo Sokki (PI-5S-50/150) | 2004-10-25 |  | 21330 | 6 | 0.084
54 | HC | 6 | Horizonal Clip Gauge - Tokyo Sokki (PI-5S-50/150) | 2004-10-25 |  | 21330 | 0.5 | 0.084
54 | HV | 1 | Horizonal Clip Gauge - Tokyo Sokki (PI-5S-50/150) (voltage) | 2004-10-25 |  | 21315 | 11.5 | 0.084
54 | HV | 2 | Horizonal Clip Gauge - Tokyo Sokki (PI-5S-50/150) (voltage) | 2004-10-25 |  | 21315 | 6 | 0.084
54 | HV | 3 | Horizonal Clip Gauge - Tokyo Sokki (PI-5S-50/150) (voltage) | 2004-10-25 |  | 21315 | 0.5 | 0.084
54 | HV | 4 | Horizonal Clip Gauge - Tokyo Sokki (PI-5S-50/150) (voltage) | 2004-10-25 |  | 21330 | 11.5 | 0.084
54 | HV | 5 | Horizonal Clip Gauge - Tokyo Sokki (PI-5S-50/150) (voltage) | 2004-10-25 |  | 21330 | 6 | 0.084
54 | HV | 6 | Horizonal Clip Gauge - Tokyo Sokki (PI-5S-50/150) (voltage) | 2004-10-25 |  | 21330 | 0.5 | 0.084
54 | MH | 1 | Concrete Moisture | 2004-10-25 |  | 21291.4 | 5.4 | 0.72
54 | MH | 2 | Concrete Moisture | 2004-10-25 |  | 21291.4 | 5.4 | 0.96
54 | MH | 3 | Concrete Moisture | 2004-10-25 |  | 21291.4 | 5.4 | 3.48
54 | MH | 4 | Concrete Moisture | 2004-10-25 |  | 21291.4 | 5.4 | 5.52
54 | MH | 5 | Concrete Moisture | 2004-10-25 |  | 21291.4 | 5.4 | 6
54 | MH | 6 | Concrete Moisture | 2004-10-25 |  | 21297.5 | 11.3 | 2.52
54 | MH | 7 | Concrete Moisture | 2004-10-25 |  | 21297.5 | 11.3 | 2.76
54 | MH | 8 | Concrete Moisture | 2004-10-25 |  | 21297.5 | 11.3 | 5.28
54 | MH | 9 | Concrete Moisture | 2004-10-25 |  | 21297.5 | 11.3 | 7.56
54 | MH | 10 | Concrete Moisture | 2004-10-25 |  | 21297.5 | 11.3 | 8.28
54 | RW | 1 | Concrete Vibrating Wire Strain Gauge [low modulus] (resistance) | 2004-10-25 |  | 21300.6 | 11.2 | 1.32 | Transverse
54 | RW | 2 | Concrete Vibrating Wire Strain Gauge [low modulus] (resistance) | 2004-10-25 |  | 21300.6 | 11.2 | 6.24 | Transverse
54 | RW | 3 | Concrete Vibrating Wire Strain Gauge [low modulus] (resistance) | 2004-10-25 |  | 21300.8 | 11.5 | 1.56 | Longitudinal
54 | RW | 4 | Concrete Vibrating Wire Strain Gauge [low modulus] (resistance) | 2004-10-25 |  | 21300.8 | 11.5 | 6.6 | Longitudinal
54 | RW | 5 | Concrete Vibrating Wire Strain Gauge [low modulus] (resistance) | 2004-10-25 |  | 21307.4 | 5.9 | 1.2 | Longitudinal
54 | RW | 6 | Concrete Vibrating Wire Strain Gauge [low modulus] (resistance) | 2004-10-25 |  | 21307.4 | 5.9 | 6.12 | Longitudinal
54 | RW | 7 | Concrete Vibrating Wire Strain Gauge [low modulus] (resistance) | 2004-10-25 |  | 21307.3 | 11.5 | 2.04 | Longitudinal
54 | RW | 8 | Concrete Vibrating Wire Strain Gauge [low modulus] (resistance) | 2004-10-25 |  | 21307.3 | 11.5 | 7.08 | Longitudinal
54 | TC | 1 | MnROAD Thermal Couple Tree - Omega | 2004-10-25 |  | 21292.26 | 5.4 | 0.72
54 | TC | 2 | MnROAD Thermal Couple Tree - Omega | 2004-10-25 |  | 21292.26 | 5.4 | 1.68
54 | TC | 3 | MnROAD Thermal Couple Tree - Omega | 2004-10-25 |  | 21292.26 | 5.4 | 3.12
54 | TC | 4 | MnROAD Thermal Couple Tree - Omega | 2004-10-25 |  | 21292.26 | 5.4 | 4.68
54 | TC | 5 | MnROAD Thermal Couple Tree - Omega | 2004-10-25 |  | 21292.26 | 5.4 | 5.64
54 | TC | 6 | MnROAD Thermal Couple Tree - Omega | 2004-10-25 |  | 21292.26 | 5.4 | 8.64
54 | TC | 7 | MnROAD Thermal Couple Tree - Omega | 2004-10-25 |  | 21292.26 | 5.4 | 11.64
54 | TC | 8 | MnROAD Thermal Couple Tree - Omega | 2004-10-25 |  | 21298.29 | 11.4 | 1.2
54 | TC | 9 | MnROAD Thermal Couple Tree - Omega | 2004-10-25 |  | 21298.29 | 11.4 | 2.16
54 | TC | 10 | MnROAD Thermal Couple Tree - Omega | 2004-10-25 |  | 21298.29 | 11.4 | 3.72
54 | TC | 11 | MnROAD Thermal Couple Tree - Omega | 2004-10-25 |  | 21298.29 | 11.4 | 5.16
54 | TC | 12 | MnROAD Thermal Couple Tree - Omega | 2004-10-25 |  | 21298.29 | 11.4 | 6.24
54 | TC | 13 | MnROAD Thermal Couple Tree - Omega | 2004-10-25 |  | 21298.29 | 11.4 | 9.24
54 | TC | 14 | MnROAD Thermal Couple Tree - Omega | 2004-10-25 |  | 21298.29 | 11.4 | 12.24
54 | TC | 15 | MnROAD Thermal Couple Tree - Omega | 2004-10-25 |  | 21291.75 | 5.4 | 18.96
54 | TC | 16 | MnROAD Thermal Couple Tree - Omega | 2004-10-25 |  | 21297.8 | 11.4 | 18.96
54 | TD | 1 | Time Domain Reflectometer | 2004-10-25 |  | 21291.75 | 5.4 | 9
54 | TD | 2 | Time Domain Reflectometer | 2004-10-25 |  | 21291.75 | 5.4 | 18.996
54 | TD | 3 | Time Domain Reflectometer | 2004-10-25 |  | 21297.8 | 11.4 | 9
54 | TD | 4 | Time Domain Reflectometer | 2004-10-25 |  | 21297.8 | 11.4 | 18.996
54 | VW | 1 | Concrete Vibrating Wire Strain Gauge [low modulus] | 2004-10-25 |  | 21300.62 | 11.2 | 1.32 | Transverse
54 | VW | 2 | Concrete Vibrating Wire Strain Gauge [low modulus] | 2004-10-25 |  | 21300.62 | 11.2 | 6.24 | Transverse
54 | VW | 3 | Concrete Vibrating Wire Strain Gauge [low modulus] | 2004-10-25 |  | 21300.81 | 11.5 | 1.56 | Longitudinal
54 | VW | 4 | Concrete Vibrating Wire Strain Gauge [low modulus] | 2004-10-25 |  | 21300.81 | 11.5 | 6.6 | Longitudinal
54 | VW | 5 | Concrete Vibrating Wire Strain Gauge [low modulus] | 2004-10-25 |  | 21307.42 | 5.9 | 1.2 | Longitudinal
54 | VW | 6 | Concrete Vibrating Wire Strain Gauge [low modulus] | 2004-10-25 |  | 21307.42 | 5.9 | 6.12 | Longitudinal
54 | VW | 7 | Concrete Vibrating Wire Strain Gauge [low modulus] | 2004-10-25 |  | 21307.26 | 11.5 | 2.04 | Longitudinal
54 | VW | 8 | Concrete Vibrating Wire Strain Gauge [low modulus] | 2004-10-25 |  | 21307.26 | 11.5 | 7.08 | Longitudinal
54 | XV | 1 |  | 2004-10-25 |  | 21300.62 | 11.2 | 1.32
54 | XV | 2 |  | 2004-10-25 |  | 21300.62 | 11.2 | 6.24
54 | XV | 3 |  | 2004-10-25 |  | 21300.81 | 11.5 | 1.56
54 | XV | 4 |  | 2004-10-25 |  | 21300.81 | 11.5 | 6.6
54 | XV | 5 |  | 2004-10-25 |  | 21307.42 | 5.9 | 1.2
54 | XV | 6 |  | 2004-10-25 |  | 21307.42 | 5.9 | 6.12
54 | XV | 7 |  | 2004-10-25 |  | 21307.26 | 11.5 | 2.04
54 | XV | 8 |  | 2004-10-25 |  | 21307.26 | 11.5 | 7.08
60 | CE | 1 | Dynamic Strain - Tokyo Sokki (PML-60) | 2004-10-26 | 2013-05-01 | 115549.32 | -10.06 | 0.72 | Transverse
60 | CE | 2 | Dynamic Strain - Tokyo Sokki (PML-60) | 2004-10-26 | 2013-05-01 | 115549.32 | -10.06 | 4.32 | Transverse
60 | CE | 3 | Dynamic Strain - Tokyo Sokki (PML-60) | 2004-10-26 | 2013-05-01 | 115547.13 | -11.69 | 0.72 | Longitudinal
60 | CE | 4 | Dynamic Strain - Tokyo Sokki (PML-60) | 2004-10-26 | 2013-05-01 | 115547.13 | -11.69 | 4.68 | Longitudinal
60 | CE | 5 | Dynamic Strain - Tokyo Sokki (PML-60) | 2004-10-26 | 2013-05-01 | 115547.2 | -9.03 | 0.6 | Longitudinal
60 | CE | 6 | Dynamic Strain - Tokyo Sokki (PML-60) | 2004-10-26 | 2013-05-01 | 115547.2 | -9.03 | 4.32 | Longitudinal
60 | CE | 7 | Dynamic Strain - Tokyo Sokki (PML-60) | 2004-10-26 | 2013-05-01 | 115547.27 | -6.38 | 0.96 | Longitudinal
60 | CE | 8 | Dynamic Strain - Tokyo Sokki (PML-60) | 2004-10-26 | 2013-05-01 | 115547.27 | -6.38 | 4.44 | Longitudinal
60 | CE | 9 | Dynamic Strain - Tokyo Sokki (PML-60) | 2004-10-26 | 2013-05-01 | 115545 | -11.79 | 0.84 | Longitudinal
60 | CE | 10 | Dynamic Strain - Tokyo Sokki (PML-60) | 2004-10-26 | 2013-05-01 | 115545 | -11.79 | 4.68 | Longitudinal
60 | CE | 11 | Dynamic Strain - Tokyo Sokki (PML-60) | 2004-10-26 | 2013-05-01 | 115537.09 | -11.62 | 1.08 | Longitudinal
60 | CE | 12 | Dynamic Strain - Tokyo Sokki (PML-60) | 2004-10-26 | 2013-05-01 | 115537.09 | -11.62 | 4.68 | Longitudinal
60 | CE | 13 | Dynamic Strain - Tokyo Sokki (PML-60) | 2004-10-26 | 2013-05-01 | 115537.13 | -9.02 | 0.72 | Longitudinal
60 | CE | 14 | Dynamic Strain - Tokyo Sokki (PML-60) | 2004-10-26 | 2013-05-01 | 115537.13 | -9.02 | 4.32 | Longitudinal
60 | CE | 15 | Dynamic Strain - Tokyo Sokki (PML-60) | 2004-10-26 | 2013-05-01 | 115537.24 | -6.45 | 0.84 | Longitudinal
60 | CE | 16 | Dynamic Strain - Tokyo Sokki (PML-60) | 2004-10-26 | 2013-05-01 | 115537.24 | -6.45 | 4.32 | Longitudinal
60 | CE | 17 | Dynamic Strain - Tokyo Sokki (PML-60) | 2004-10-26 | 2013-05-01 | 115534.87 | -11.72 | 1.08 | Longitudinal
60 | CE | 18 | Dynamic Strain - Tokyo Sokki (PML-60) | 2004-10-26 | 2013-05-01 | 115534.87 | -11.72 | 4.92 | Longitudinal
60 | CE | 19 | Dynamic Strain - Tokyo Sokki (PML-60) | 2004-10-26 | 2013-05-01 | 115535.01 | -10.06 | 0.6 | Transverse
60 | CE | 20 | Dynamic Strain - Tokyo Sokki (PML-60) | 2004-10-26 | 2013-05-01 | 115535.01 | -10.06 | 4.32 | Transverse
60 | CE | 80 | Dynamic Strain - Tokyo Sokki (PML-60) | 2004-10-26 | 2013-05-01 | 115402.51 | 11.58 | 3.6 | Longitudinal
60 | CE | 81 | Dynamic Strain - Tokyo Sokki (PML-60) | 2004-10-26 | 2013-05-01 | 115402.51 | 11.58 | 5.64 | Longitudinal
60 | CE | 82 | Dynamic Strain - Tokyo Sokki (PML-60) | 2004-10-26 | 2013-05-01 | 115402.53 | 8.89 | 3.24 | Longitudinal
60 | CE | 83 | Dynamic Strain - Tokyo Sokki (PML-60) | 2004-10-26 | 2013-05-01 | 115402.53 | 8.89 | 5.16 | Longitudinal
60 | CE | 84 | Dynamic Strain - Tokyo Sokki (PML-60) | 2004-10-26 | 2013-05-01 | 115400.36 | 11.58 | 3.84 | Longitudinal
60 | CE | 85 | Dynamic Strain - Tokyo Sokki (PML-60) | 2004-10-26 | 2013-05-01 | 115400.36 | 11.58 | 5.76 | Longitudinal
60 | CE | 86 | Dynamic Strain - Tokyo Sokki (PML-60) | 2004-10-26 | 2013-05-01 | 115400.36 | 9.96 | 3.72 | Transverse
60 | CE | 87 | Dynamic Strain - Tokyo Sokki (PML-60) | 2004-10-26 | 2013-05-01 | 115400.36 | 9.96 | 5.76 | Transverse
60 | CE | 88 | Dynamic Strain - Tokyo Sokki (PML-60) | 2004-10-26 | 2013-05-01 | 115392.53 | 11.61 | 3.84 | Longitudinal
60 | CE | 89 | Dynamic Strain - Tokyo Sokki (PML-60) | 2004-10-26 | 2013-05-01 | 115392.53 | 11.61 | 5.76 | Longitudinal
60 | CE | 90 | Dynamic Strain - Tokyo Sokki (PML-60) | 2004-10-26 | 2013-05-01 | 115392.62 | 9 | 3.72 | Longitudinal
60 | CE | 91 | Dynamic Strain - Tokyo Sokki (PML-60) | 2004-10-26 | 2013-05-01 | 115392.62 | 9 | 5.76 | Longitudinal
60 | CE | 92 | Dynamic Strain - Tokyo Sokki (PML-60) | 2004-10-26 | 2013-05-01 | 115390.37 | 11.62 | 3.84 | Longitudinal
60 | CE | 93 | Dynamic Strain - Tokyo Sokki (PML-60) | 2004-10-26 | 2013-05-01 | 115390.37 | 11.62 | 5.76 | Longitudinal
60 | CE | 94 | Dynamic Strain - Tokyo Sokki (PML-60) | 2004-10-26 | 2013-05-01 | 115390.36 | 9.9 | 3.72 | Transverse
60 | CE | 95 | Dynamic Strain - Tokyo Sokki (PML-60) | 2004-10-26 | 2013-05-01 | 115390.36 | 9.9 | 5.76 | Transverse
60 | CT | 1 |  | 2004-10-26 |  | 115390 | 56 | 0
60 | FG | 1 | Concrete Vibrating Wire Strain Gauge [short gauge length] (frequency) | 2004-10-26 | 2013-05-01 | 115524.5 | -8.84 | 0.6 | Transverse
60 | FG | 2 | Concrete Vibrating Wire Strain Gauge [short gauge length] (frequency) | 2004-10-26 | 2013-05-01 | 115524.5 | -8.84 | 3.6 | Transverse
60 | FW | 1 | Concrete Vibrating Wire Strain Gauge [low modulus] (frequency) | 2004-10-26 | 2013-05-01 | 115534.3 | -9 | 0.48 | Transverse
60 | FW | 2 | Concrete Vibrating Wire Strain Gauge [low modulus] (frequency) | 2004-10-26 | 2013-05-01 | 115534.3 | -9 | 3.48 | Transverse
60 | FW | 3 | Concrete Vibrating Wire Strain Gauge [low modulus] (frequency) | 2004-10-26 | 2013-05-01 | 115532.3 | -11.67 | 0.72 | Longitudinal
60 | FW | 4 | Concrete Vibrating Wire Strain Gauge [low modulus] (frequency) | 2004-10-26 | 2013-05-01 | 115532.3 | -11.67 | 3.72 | Longitudinal
60 | FW | 5 | Concrete Vibrating Wire Strain Gauge [low modulus] (frequency) | 2004-10-26 | 2013-05-01 | 115532.2 | -9.1 | 0.36 | Longitudinal
60 | FW | 6 | Concrete Vibrating Wire Strain Gauge [low modulus] (frequency) | 2004-10-26 | 2013-05-01 | 115532.2 | -9.1 | 3.36 | Longitudinal
60 | FW | 7 | Concrete Vibrating Wire Strain Gauge [low modulus] (frequency) | 2004-10-26 | 2013-05-01 | 115532.3 | -6.5 | 0.36 | Longitudinal
60 | FW | 8 | Concrete Vibrating Wire Strain Gauge [low modulus] (frequency) | 2004-10-26 | 2013-05-01 | 115532.3 | -6.5 | 3.36 | Longitudinal
60 | FW | 9 | Concrete Vibrating Wire Strain Gauge [low modulus] (frequency) | 2004-10-26 | 2013-05-01 | 115530.1 | -11.71 | 0.6 | Longitudinal
60 | FW | 10 | Concrete Vibrating Wire Strain Gauge [low modulus] (frequency) | 2004-10-26 | 2013-05-01 | 115530.1 | -11.71 | 3.6 | Longitudinal
60 | FW | 11 | Concrete Vibrating Wire Strain Gauge [low modulus] (frequency) | 2004-10-26 | 2013-05-01 | 115529.5 | -9 | 0.6 | Transverse
60 | FW | 12 | Concrete Vibrating Wire Strain Gauge [low modulus] (frequency) | 2004-10-26 | 2013-05-01 | 115529.5 | -9 | 3.48 | Transverse
60 | FW | 13 | Concrete Vibrating Wire Strain Gauge [low modulus] (frequency) | 2004-10-26 | 2013-05-01 | 115527.3 | -11.76 | 0.84 | Longitudinal
60 | FW | 14 | Concrete Vibrating Wire Strain Gauge [low modulus] (frequency) | 2004-10-26 | 2013-05-01 | 115527.3 | -11.76 | 3.84 | Longitudinal
60 | FW | 15 | Concrete Vibrating Wire Strain Gauge [low modulus] (frequency) | 2004-10-26 | 2013-05-01 | 115527.3 | -9 | 0.36 | Longitudinal
60 | FW | 16 | Concrete Vibrating Wire Strain Gauge [low modulus] (frequency) | 2004-10-26 | 2013-05-01 | 115527.3 | -9 | 3.36 | Longitudinal
60 | FW | 17 | Concrete Vibrating Wire Strain Gauge [low modulus] (frequency) | 2004-10-26 | 2013-05-01 | 115527.3 | -6.48 | 0.72 | Longitudinal
60 | FW | 18 | Concrete Vibrating Wire Strain Gauge [low modulus] (frequency) | 2004-10-26 | 2013-05-01 | 115527.3 | -6.48 | 3.72 | Longitudinal
60 | FW | 19 | Concrete Vibrating Wire Strain Gauge [low modulus] (frequency) | 2004-10-26 | 2013-05-01 | 115525.1 | -11.76 | 0.48 | Longitudinal
60 | FW | 20 | Concrete Vibrating Wire Strain Gauge [low modulus] (frequency) | 2004-10-26 | 2013-05-01 | 115525.1 | -11.76 | 3.36 | Longitudinal
60 | GD | 1 | Geokon Dynamic Strain Gauge | 2004-10-26 | 2013-05-01 | 115539.13 | -10.22 | 0.72 | Transverse
60 | GD | 2 | Geokon Dynamic Strain Gauge | 2004-10-26 | 2013-05-01 | 115539.13 | -10.22 | 3.84 | Transverse
60 | KB | 1 | Concrete Strain Transducer | 2004-10-26 | 2013-05-01 | 115524.43 | -9.34 | 0.36 | Transverse
60 | KB | 2 | Concrete Strain Transducer | 2004-10-26 | 2013-05-01 | 115524.43 | -9.34 | 3.36 | Transverse
60 | KB | 3 | Concrete Strain Transducer | 2004-10-26 | 2013-05-01 | 115522.21 | -9.37 | 0.36 | Longitudinal
60 | KB | 4 | Concrete Strain Transducer | 2004-10-26 | 2013-05-01 | 115522.21 | -9.37 | 3.36 | Longitudinal
60 | MH | 1 | Concrete Moisture | 2004-10-26 | 2013-05-01 | 115544.01 | -11.78 | 0.24
60 | MH | 2 | Concrete Moisture | 2004-10-26 | 2013-05-01 | 115544.01 | -11.78 | 0.84
60 | MH | 3 | Concrete Moisture | 2004-10-26 | 2013-05-01 | 115544.01 | -11.78 | 2.04
60 | MH | 4 | Concrete Moisture | 2004-10-26 | 2013-05-01 | 115544.01 | -11.78 | 3.6
60 | MH | 5 | Concrete Moisture | 2004-10-26 | 2013-05-01 | 115544.01 | -11.78 | 4.08
60 | MH | 6 | Concrete Moisture | 2004-10-26 | 2013-05-01 | 115542.35 | -9.08 | 0.12
60 | MH | 7 | Concrete Moisture | 2004-10-26 | 2013-05-01 | 115542.35 | -9.08 | 0.6
60 | MH | 8 | Concrete Moisture | 2004-10-26 | 2013-05-01 | 115542.35 | -9.08 | 2.16
60 | MH | 9 | Concrete Moisture | 2004-10-26 | 2013-05-01 | 115542.35 | -9.08 | 3.6
60 | MH | 10 | Concrete Moisture | 2004-10-26 | 2013-05-01 | 115542.35 | -9.08 | 4.08
60 | MM | 1 | Concrete Embedment Strain Gauge | 2004-10-26 | 2013-05-01 | 115545.07 | -10.08 | 0.72 | Transverse
60 | MM | 2 | Concrete Embedment Strain Gauge | 2004-10-26 | 2013-05-01 | 115545.07 | -10.08 | 4.68 | Transverse
60 | MM | 3 | Concrete Embedment Strain Gauge | 2004-10-26 | 2013-05-01 | 115544.43 | -10.09 | 0.72 | Transverse
60 | MM | 4 | Concrete Embedment Strain Gauge | 2004-10-26 | 2013-05-01 | 115544.43 | -10.09 | 4.68 | Transverse
60 | RG | 1 | Concrete Vibrating Wire Strain Gauge [short gauge length] (resistance) | 2004-10-26 | 2013-05-01 | 115524.5 | -8.84 | 0.6 | Transverse
60 | RG | 2 | Concrete Vibrating Wire Strain Gauge [short gauge length] (resistance) | 2004-10-26 | 2013-05-01 | 115524.5 | -8.84 | 3.6 | Transverse
60 | RW | 1 | Concrete Vibrating Wire Strain Gauge [low modulus] (resistance) | 2004-10-26 | 2013-05-01 | 115534.3 | -9 | 0.48 | Transverse
60 | RW | 2 | Concrete Vibrating Wire Strain Gauge [low modulus] (resistance) | 2004-10-26 | 2013-05-01 | 115534.3 | -9 | 3.48 | Transverse
60 | RW | 3 | Concrete Vibrating Wire Strain Gauge [low modulus] (resistance) | 2004-10-26 | 2013-05-01 | 115532.3 | -11.67 | 0.72 | Longitudinal
60 | RW | 4 | Concrete Vibrating Wire Strain Gauge [low modulus] (resistance) | 2004-10-26 | 2013-05-01 | 115532.3 | -11.67 | 3.72 | Longitudinal
60 | RW | 5 | Concrete Vibrating Wire Strain Gauge [low modulus] (resistance) | 2004-10-26 | 2013-05-01 | 115532.2 | -9.1 | 0.36 | Longitudinal
60 | RW | 6 | Concrete Vibrating Wire Strain Gauge [low modulus] (resistance) | 2004-10-26 | 2013-05-01 | 115532.2 | -9.1 | 3.36 | Longitudinal
60 | RW | 7 | Concrete Vibrating Wire Strain Gauge [low modulus] (resistance) | 2004-10-26 | 2013-05-01 | 115532.3 | -6.5 | 0.36 | Longitudinal
60 | RW | 8 | Concrete Vibrating Wire Strain Gauge [low modulus] (resistance) | 2004-10-26 | 2013-05-01 | 115532.3 | -6.5 | 3.36 | Longitudinal
60 | RW | 9 | Concrete Vibrating Wire Strain Gauge [low modulus] (resistance) | 2004-10-26 | 2013-05-01 | 115530.1 | -11.71 | 0.6 | Longitudinal
60 | RW | 10 | Concrete Vibrating Wire Strain Gauge [low modulus] (resistance) | 2004-10-26 | 2013-05-01 | 115530.1 | -11.71 | 3.6 | Longitudinal
60 | RW | 11 | Concrete Vibrating Wire Strain Gauge [low modulus] (resistance) | 2004-10-26 | 2013-05-01 | 115529.5 | -9 | 0.6 | Transverse
60 | RW | 12 | Concrete Vibrating Wire Strain Gauge [low modulus] (resistance) | 2004-10-26 | 2013-05-01 | 115529.5 | -9 | 3.48 | Transverse
60 | RW | 13 | Concrete Vibrating Wire Strain Gauge [low modulus] (resistance) | 2004-10-26 | 2013-05-01 | 115527.3 | -11.76 | 0.84 | Longitudinal
60 | RW | 14 | Concrete Vibrating Wire Strain Gauge [low modulus] (resistance) | 2004-10-26 | 2013-05-01 | 115527.3 | -11.76 | 3.84 | Longitudinal
60 | RW | 15 | Concrete Vibrating Wire Strain Gauge [low modulus] (resistance) | 2004-10-26 | 2013-05-01 | 115527.3 | -9 | 0.36 | Longitudinal
60 | RW | 16 | Concrete Vibrating Wire Strain Gauge [low modulus] (resistance) | 2004-10-26 | 2013-05-01 | 115527.3 | -9 | 3.36 | Longitudinal
60 | RW | 17 | Concrete Vibrating Wire Strain Gauge [low modulus] (resistance) | 2004-10-26 | 2013-05-01 | 115527.3 | -6.48 | 0.72 | Longitudinal
60 | RW | 18 | Concrete Vibrating Wire Strain Gauge [low modulus] (resistance) | 2004-10-26 | 2013-05-01 | 115527.3 | -6.48 | 3.72 | Longitudinal
60 | RW | 19 | Concrete Vibrating Wire Strain Gauge [low modulus] (resistance) | 2004-10-26 | 2013-05-01 | 115525.1 | -11.76 | 0.48 | Longitudinal
60 | RW | 20 | Concrete Vibrating Wire Strain Gauge [low modulus] (resistance) | 2004-10-26 | 2013-05-01 | 115525.1 | -11.76 | 3.36 | Longitudinal
60 | TC | 1 | MnROAD Thermal Couple Tree - Omega | 2004-10-26 | 2013-05-01 | 115544.29 | -11.71 | 0.24
60 | TC | 2 | MnROAD Thermal Couple Tree - Omega | 2004-10-26 | 2013-05-01 | 115544.29 | -11.71 | 0.72
60 | TC | 3 | MnROAD Thermal Couple Tree - Omega | 2004-10-26 | 2013-05-01 | 115544.29 | -11.71 | 2.28
60 | TC | 4 | MnROAD Thermal Couple Tree - Omega | 2004-10-26 | 2013-05-01 | 115544.29 | -11.71 | 3.72
60 | TC | 5 | MnROAD Thermal Couple Tree - Omega | 2004-10-26 | 2013-05-01 | 115544.29 | -11.71 | 4.2
60 | TC | 8 | MnROAD Thermal Couple Tree - Omega | 2004-10-26 | 2013-05-01 | 115542.59 | -9.05 | 0.12
60 | TC | 9 | MnROAD Thermal Couple Tree - Omega | 2004-10-26 | 2013-05-01 | 115542.59 | -9.05 | 0.6
60 | TC | 10 | MnROAD Thermal Couple Tree - Omega | 2004-10-26 | 2013-05-01 | 115542.59 | -9.05 | 2.16
60 | TC | 11 | MnROAD Thermal Couple Tree - Omega | 2004-10-26 | 2013-05-01 | 115542.59 | -9.05 | 3.6
60 | TC | 12 | MnROAD Thermal Couple Tree - Omega | 2004-10-26 | 2013-05-01 | 115542.59 | -9.05 | 4.08
60 | VG | 1 | Concrete Vibrating Wire Strain Gauge [short gauge length] | 2004-10-26 | 2013-05-01 | 115524.49 | -8.84 | 0.6 | Transverse
60 | VG | 2 | Concrete Vibrating Wire Strain Gauge [short gauge length] | 2004-10-26 | 2013-05-01 | 115524.49 | -8.84 | 3.6 | Transverse
60 | VM | 1 | Concrete Vibrating Wire Strain Gauge [low modulus] | 2004-10-26 | 2013-05-01 | 115522.32 | -8.96 | 0.36 | Longitudinal
60 | VM | 2 | Concrete Vibrating Wire Strain Gauge [low modulus] | 2004-10-26 | 2013-05-01 | 115522.32 | -8.96 | 3.36 | Longitudinal
60 | VW | 1 | Concrete Vibrating Wire Strain Gauge [low modulus] | 2004-10-26 | 2013-05-01 | 115534.34 | -9 | 0.48 | Transverse
60 | VW | 2 | Concrete Vibrating Wire Strain Gauge [low modulus] | 2004-10-26 | 2013-05-01 | 115534.34 | -9 | 3.48 | Transverse
60 | VW | 3 | Concrete Vibrating Wire Strain Gauge [low modulus] | 2004-10-26 | 2013-05-01 | 115532.26 | -11.67 | 0.72 | Longitudinal
60 | VW | 4 | Concrete Vibrating Wire Strain Gauge [low modulus] | 2004-10-26 | 2013-05-01 | 115532.26 | -11.67 | 3.72 | Longitudinal
60 | VW | 5 | Concrete Vibrating Wire Strain Gauge [low modulus] | 2004-10-26 | 2013-05-01 | 115532.23 | -9.1 | 0.36 | Longitudinal
60 | VW | 6 | Concrete Vibrating Wire Strain Gauge [low modulus] | 2004-10-26 | 2013-05-01 | 115532.23 | -9.1 | 3.36 | Longitudinal
60 | VW | 7 | Concrete Vibrating Wire Strain Gauge [low modulus] | 2004-10-26 | 2013-05-01 | 115532.27 | -6.5 | 0.36 | Longitudinal
60 | VW | 8 | Concrete Vibrating Wire Strain Gauge [low modulus] | 2004-10-26 | 2013-05-01 | 115532.27 | -6.5 | 3.36 | Longitudinal
60 | VW | 9 | Concrete Vibrating Wire Strain Gauge [low modulus] | 2004-10-26 | 2013-05-01 | 115530.12 | -11.71 | 0.6 | Longitudinal
60 | VW | 10 | Concrete Vibrating Wire Strain Gauge [low modulus] | 2004-10-26 | 2013-05-01 | 115530.12 | -11.71 | 3.6 | Longitudinal
60 | VW | 11 | Concrete Vibrating Wire Strain Gauge [low modulus] | 2004-10-26 | 2013-05-01 | 115529.53 | -9 | 0.6 | Transverse
60 | VW | 12 | Concrete Vibrating Wire Strain Gauge [low modulus] | 2004-10-26 | 2013-05-01 | 115529.53 | -9 | 3.48 | Transverse
60 | VW | 13 | Concrete Vibrating Wire Strain Gauge [low modulus] | 2004-10-26 | 2013-05-01 | 115527.34 | -11.76 | 0.84 | Longitudinal
60 | VW | 14 | Concrete Vibrating Wire Strain Gauge [low modulus] | 2004-10-26 | 2013-05-01 | 115527.34 | -11.76 | 3.84 | Longitudinal
60 | VW | 15 | Concrete Vibrating Wire Strain Gauge [low modulus] | 2004-10-26 | 2013-05-01 | 115527.3 | -9 | 0.36 | Longitudinal
60 | VW | 16 | Concrete Vibrating Wire Strain Gauge [low modulus] | 2004-10-26 | 2013-05-01 | 115527.3 | -9 | 3.36 | Longitudinal
60 | VW | 17 | Concrete Vibrating Wire Strain Gauge [low modulus] | 2004-10-26 | 2013-05-01 | 115527.27 | -6.48 | 0.72 | Longitudinal
60 | VW | 18 | Concrete Vibrating Wire Strain Gauge [low modulus] | 2004-10-26 | 2013-05-01 | 115527.27 | -6.48 | 3.72 | Longitudinal
60 | VW | 19 | Concrete Vibrating Wire Strain Gauge [low modulus] | 2004-10-26 | 2013-05-01 | 115525.13 | -11.76 | 0.48 | Longitudinal
60 | VW | 20 | Concrete Vibrating Wire Strain Gauge [low modulus] | 2004-10-26 | 2013-05-01 | 115525.13 | -11.76 | 3.36 | Longitudinal
60 | XB | 1 | Concrete Strain Transducer | 2004-10-26 | 2013-05-01 | 115524.43 | -9.34 | 0.36
60 | XB | 2 | Concrete Strain Transducer | 2004-10-26 | 2013-05-01 | 115524.43 | -9.34 | 3.36
60 | XB | 3 | Concrete Strain Transducer | 2004-10-26 | 2013-05-01 | 115522.21 | -9.37 | 0.36
60 | XB | 4 | Concrete Strain Transducer | 2004-10-26 | 2013-05-01 | 115522.21 | -9.37 | 3.36
60 | XG | 1 | Concrete Vibrating Wire Strain Gauge [short gauge length] | 2004-10-26 | 2013-05-01 | 115524.49 | -8.84 | 0.6
60 | XG | 2 | Concrete Vibrating Wire Strain Gauge [short gauge length] | 2004-10-26 | 2013-05-01 | 115524.49 | -8.84 | 3.6
60 | XH | 1 |  | 2004-10-26 | 2013-05-01 | 115544.01 | -11.78 | 0.24
60 | XH | 2 |  | 2004-10-26 | 2013-05-01 | 115544.01 | -11.78 | 0.84
60 | XH | 3 |  | 2004-10-26 | 2013-05-01 | 115544.01 | -11.78 | 2.04
60 | XH | 4 |  | 2004-10-26 | 2013-05-01 | 115544.01 | -11.78 | 3.6
60 | XH | 5 |  | 2004-10-26 | 2013-05-01 | 115544.01 | -11.78 | 4.08
60 | XH | 6 |  | 2004-10-26 | 2013-05-01 | 115542.35 | -9.08 | 0.12
60 | XH | 7 |  | 2004-10-26 | 2013-05-01 | 115542.35 | -9.08 | 0.6
60 | XH | 8 |  | 2004-10-26 | 2013-05-01 | 115542.35 | -9.08 | 2.16
60 | XH | 9 |  | 2004-10-26 | 2013-05-01 | 115542.35 | -9.08 | 3.6
60 | XH | 10 |  | 2004-10-26 | 2013-05-01 | 115542.35 | -9.08 | 4.08
60 | XM | 1 | Concrete Vibrating Wire Strain Gauge [low modulus] | 2004-10-26 | 2013-05-01 | 115522.32 | -8.96 | 0.36
60 | XM | 2 | Concrete Vibrating Wire Strain Gauge [low modulus] | 2004-10-26 | 2013-05-01 | 115522.32 | -8.96 | 3.36
60 | XV | 1 | Concrete Vibrating Wire Strain Gauge [low modulus] | 2004-10-26 | 2013-05-01 | 115534.34 | -9 | 0.48
60 | XV | 2 | Concrete Vibrating Wire Strain Gauge [low modulus] | 2004-10-26 | 2013-05-01 | 115534.34 | -9 | 3.48
60 | XV | 3 | Concrete Vibrating Wire Strain Gauge [low modulus] | 2004-10-26 | 2013-05-01 | 115532.26 | -11.67 | 0.72
60 | XV | 4 | Concrete Vibrating Wire Strain Gauge [low modulus] | 2004-10-26 | 2013-05-01 | 115532.26 | -11.67 | 3.72
60 | XV | 5 | Concrete Vibrating Wire Strain Gauge [low modulus] | 2004-10-26 | 2013-05-01 | 115532.23 | -9.1 | 0.36
60 | XV | 6 | Concrete Vibrating Wire Strain Gauge [low modulus] | 2004-10-26 | 2013-05-01 | 115532.23 | -9.1 | 3.36
60 | XV | 7 | Concrete Vibrating Wire Strain Gauge [low modulus] | 2004-10-26 | 2013-05-01 | 115532.27 | -6.5 | 0.36
60 | XV | 8 | Concrete Vibrating Wire Strain Gauge [low modulus] | 2004-10-26 | 2013-05-01 | 115532.27 | -6.5 | 3.36
60 | XV | 9 | Concrete Vibrating Wire Strain Gauge [low modulus] | 2004-10-26 | 2013-05-01 | 115530.12 | -11.71 | 0.6
60 | XV | 10 | Concrete Vibrating Wire Strain Gauge [low modulus] | 2004-10-26 | 2013-05-01 | 115530.12 | -11.71 | 3.6
60 | XV | 11 | Concrete Vibrating Wire Strain Gauge [low modulus] | 2004-10-26 | 2013-05-01 | 115529.53 | -9 | 0.6
60 | XV | 12 | Concrete Vibrating Wire Strain Gauge [low modulus] | 2004-10-26 | 2013-05-01 | 115529.53 | -9 | 3.48
60 | XV | 13 | Concrete Vibrating Wire Strain Gauge [low modulus] | 2004-10-26 | 2013-05-01 | 115527.34 | -11.76 | 0.84
60 | XV | 14 | Concrete Vibrating Wire Strain Gauge [low modulus] | 2004-10-26 | 2013-05-01 | 115527.34 | -11.76 | 3.84
60 | XV | 15 | Concrete Vibrating Wire Strain Gauge [low modulus] | 2004-10-26 | 2013-05-01 | 115527.3 | -9 | 0.36
60 | XV | 16 | Concrete Vibrating Wire Strain Gauge [low modulus] | 2004-10-26 | 2013-05-01 | 115527.3 | -9 | 3.36
60 | XV | 17 | Concrete Vibrating Wire Strain Gauge [low modulus] | 2004-10-26 | 2013-05-01 | 115527.27 | -6.48 | 0.72
60 | XV | 18 | Concrete Vibrating Wire Strain Gauge [low modulus] | 2004-10-26 | 2013-05-01 | 115527.27 | -6.48 | 3.72
60 | XV | 19 | Concrete Vibrating Wire Strain Gauge [low modulus] | 2004-10-26 | 2013-05-01 | 115525.13 | -11.76 | 0.48
60 | XV | 20 | Concrete Vibrating Wire Strain Gauge [low modulus] | 2004-10-26 | 2013-05-01 | 115525.13 | -11.76 | 3.36
61 | CE | 1 | Dynamic Strain - Tokyo Sokki (PML-60) | 2004-10-26 | 2013-05-01 | 115574.6 | -9.94 | 0.84 | Transverse
61 | CE | 2 | Dynamic Strain - Tokyo Sokki (PML-60) | 2004-10-26 | 2013-05-01 | 115574.6 | -9.94 | 4.56 | Transverse
61 | CE | 3 | Dynamic Strain - Tokyo Sokki (PML-60) | 2004-10-26 | 2013-05-01 | 115572.4 | -11.66 | 1.2 | Longitudinal
61 | CE | 4 | Dynamic Strain - Tokyo Sokki (PML-60) | 2004-10-26 | 2013-05-01 | 115572.4 | -11.66 | 5.04 | Longitudinal
61 | CE | 5 | Dynamic Strain - Tokyo Sokki (PML-60) | 2004-10-26 | 2013-05-01 | 115572.5 | -9 | 0.72 | Longitudinal
61 | CE | 6 | Dynamic Strain - Tokyo Sokki (PML-60) | 2004-10-26 | 2013-05-01 | 115572.5 | -9 | 4.44 | Longitudinal
61 | CE | 7 | Dynamic Strain - Tokyo Sokki (PML-60) | 2004-10-26 | 2013-05-01 | 115572.47 | -6.33 | 0.84 | Longitudinal
61 | CE | 8 | Dynamic Strain - Tokyo Sokki (PML-60) | 2004-10-26 | 2013-05-01 | 115572.47 | -6.33 | 4.56 | Longitudinal
61 | CE | 9 | Dynamic Strain - Tokyo Sokki (PML-60) | 2004-10-26 | 2013-05-01 | 115570.25 | -11.65 | 0.96 | Longitudinal
61 | CE | 10 | Dynamic Strain - Tokyo Sokki (PML-60) | 2004-10-26 | 2013-05-01 | 115570.25 | -11.65 | 5.04 | Longitudinal
61 | CE | 11 | Dynamic Strain - Tokyo Sokki (PML-60) | 2004-10-26 | 2013-05-01 | 115567.45 | -11.61 | 1.2 | Longitudinal
61 | CE | 12 | Dynamic Strain - Tokyo Sokki (PML-60) | 2004-10-26 | 2013-05-01 | 115567.45 | -11.61 | 4.8 | Longitudinal
61 | CE | 13 | Dynamic Strain - Tokyo Sokki (PML-60) | 2004-10-26 | 2013-05-01 | 115567.54 | -8.97 | 0.72 | Longitudinal
61 | CE | 14 | Dynamic Strain - Tokyo Sokki (PML-60) | 2004-10-26 | 2013-05-01 | 115567.54 | -8.97 | 4.44 | Longitudinal
61 | CE | 15 | Dynamic Strain - Tokyo Sokki (PML-60) | 2004-10-26 | 2013-05-01 | 115567.52 | -6.29 | 0.72 | Longitudinal
61 | CE | 16 | Dynamic Strain - Tokyo Sokki (PML-60) | 2004-10-26 | 2013-05-01 | 115567.52 | -6.29 | 4.32 | Longitudinal
61 | CE | 17 | Dynamic Strain - Tokyo Sokki (PML-60) | 2004-10-26 | 2013-05-01 | 115565.32 | -11.66 | 0.96 | Longitudinal
61 | CE | 18 | Dynamic Strain - Tokyo Sokki (PML-60) | 2004-10-26 | 2013-05-01 | 115565.32 | -11.66 | 4.44 | Longitudinal
61 | CE | 19 | Dynamic Strain - Tokyo Sokki (PML-60) | 2004-10-26 | 2013-05-01 | 115565.35 | -10 | 0.84 | Transverse
61 | CE | 20 | Dynamic Strain - Tokyo Sokki (PML-60) | 2004-10-26 | 2013-05-01 | 115565.35 | -10 | 4.44 | Transverse
61 | CT | 1 |  | 2004-10-26 |  | 115565 | 56 | 0
61 | FW | 1 | Concrete Vibrating Wire Strain Gauge [low modulus] (frequency) | 2004-10-26 | 2013-05-01 | 115584.5 | -9.03 | 0.6 | Transverse
61 | FW | 2 | Concrete Vibrating Wire Strain Gauge [low modulus] (frequency) | 2004-10-26 | 2013-05-01 | 115584.5 | -9.03 | 3.48 | Transverse
61 | FW | 3 | Concrete Vibrating Wire Strain Gauge [low modulus] (frequency) | 2004-10-26 | 2013-05-01 | 115582.4 | -11.57 | 0.96 | Longitudinal
61 | FW | 4 | Concrete Vibrating Wire Strain Gauge [low modulus] (frequency) | 2004-10-26 | 2013-05-01 | 115582.4 | -11.57 | 3.96 | Longitudinal
61 | FW | 5 | Concrete Vibrating Wire Strain Gauge [low modulus] (frequency) | 2004-10-26 | 2013-05-01 | 115582.4 | -9.07 | 0.6 | Longitudinal
61 | FW | 6 | Concrete Vibrating Wire Strain Gauge [low modulus] (frequency) | 2004-10-26 | 2013-05-01 | 115582.4 | -9.07 | 3.6 | Longitudinal
61 | FW | 7 | Concrete Vibrating Wire Strain Gauge [low modulus] (frequency) | 2004-10-26 | 2013-05-01 | 115582.4 | -6.44 | 0.72 | Longitudinal
61 | FW | 8 | Concrete Vibrating Wire Strain Gauge [low modulus] (frequency) | 2004-10-26 | 2013-05-01 | 115582.4 | -6.44 | 3.72 | Longitudinal
61 | FW | 9 | Concrete Vibrating Wire Strain Gauge [low modulus] (frequency) | 2004-10-26 | 2013-05-01 | 115580.2 | -11.6 | 1.2 | Longitudinal
61 | FW | 10 | Concrete Vibrating Wire Strain Gauge [low modulus] (frequency) | 2004-10-26 | 2013-05-01 | 115580.2 | -11.6 | 4.2 | Longitudinal
61 | FW | 11 | Concrete Vibrating Wire Strain Gauge [low modulus] (frequency) | 2004-10-26 | 2013-05-01 | 115579.5 | -9 | 0.6 | Transverse
61 | FW | 12 | Concrete Vibrating Wire Strain Gauge [low modulus] (frequency) | 2004-10-26 | 2013-05-01 | 115579.5 | -9 | 3.48 | Transverse
61 | FW | 13 | Concrete Vibrating Wire Strain Gauge [low modulus] (frequency) | 2004-10-26 | 2013-05-01 | 115577.4 | -11.61 | 1.08 | Longitudinal
61 | FW | 14 | Concrete Vibrating Wire Strain Gauge [low modulus] (frequency) | 2004-10-26 | 2013-05-01 | 115577.4 | -11.61 | 3.96 | Longitudinal
61 | FW | 15 | Concrete Vibrating Wire Strain Gauge [low modulus] (frequency) | 2004-10-26 | 2013-05-01 | 115577.3 | -9.27 | 0.72 | Longitudinal
61 | FW | 16 | Concrete Vibrating Wire Strain Gauge [low modulus] (frequency) | 2004-10-26 | 2013-05-01 | 115577.3 | -9.27 | 3.72 | Longitudinal
61 | FW | 17 | Concrete Vibrating Wire Strain Gauge [low modulus] (frequency) | 2004-10-26 | 2013-05-01 | 115577.5 | -6.4 | 0.6 | Longitudinal
61 | FW | 18 | Concrete Vibrating Wire Strain Gauge [low modulus] (frequency) | 2004-10-26 | 2013-05-01 | 115577.5 | -6.4 | 3.48 | Longitudinal
61 | FW | 19 | Concrete Vibrating Wire Strain Gauge [low modulus] (frequency) | 2004-10-26 | 2013-05-01 | 115575.2 | -11.57 | 1.08 | Longitudinal
61 | FW | 20 | Concrete Vibrating Wire Strain Gauge [low modulus] (frequency) | 2004-10-26 | 2013-05-01 | 115575.2 | -11.57 | 3.96 | Longitudinal
61 | RW | 1 | Concrete Vibrating Wire Strain Gauge [low modulus] (resistance) | 2004-10-26 | 2013-05-01 | 115584.5 | -9.03 | 0.6 | Transverse
61 | RW | 2 | Concrete Vibrating Wire Strain Gauge [low modulus] (resistance) | 2004-10-26 | 2013-05-01 | 115584.5 | -9.03 | 3.48 | Transverse
61 | RW | 3 | Concrete Vibrating Wire Strain Gauge [low modulus] (resistance) | 2004-10-26 | 2013-05-01 | 115582.4 | -11.57 | 0.96 | Longitudinal
61 | RW | 4 | Concrete Vibrating Wire Strain Gauge [low modulus] (resistance) | 2004-10-26 | 2013-05-01 | 115582.4 | -11.57 | 3.96 | Longitudinal
61 | RW | 5 | Concrete Vibrating Wire Strain Gauge [low modulus] (resistance) | 2004-10-26 | 2013-05-01 | 115582.4 | -9.07 | 0.6 | Longitudinal
61 | RW | 6 | Concrete Vibrating Wire Strain Gauge [low modulus] (resistance) | 2004-10-26 | 2013-05-01 | 115582.4 | -9.07 | 3.6 | Longitudinal
61 | RW | 7 | Concrete Vibrating Wire Strain Gauge [low modulus] (resistance) | 2004-10-26 | 2013-05-01 | 115582.4 | -6.44 | 0.72 | Longitudinal
61 | RW | 8 | Concrete Vibrating Wire Strain Gauge [low modulus] (resistance) | 2004-10-26 | 2013-05-01 | 115582.4 | -6.44 | 3.72 | Longitudinal
61 | RW | 9 | Concrete Vibrating Wire Strain Gauge [low modulus] (resistance) | 2004-10-26 | 2013-05-01 | 115580.2 | -11.6 | 1.2 | Longitudinal
61 | RW | 10 | Concrete Vibrating Wire Strain Gauge [low modulus] (resistance) | 2004-10-26 | 2013-05-01 | 115580.2 | -11.6 | 4.2 | Longitudinal
61 | RW | 11 | Concrete Vibrating Wire Strain Gauge [low modulus] (resistance) | 2004-10-26 | 2013-05-01 | 115579.5 | -9 | 0.6 | Transverse
61 | RW | 12 | Concrete Vibrating Wire Strain Gauge [low modulus] (resistance) | 2004-10-26 | 2013-05-01 | 115579.5 | -9 | 3.48 | Transverse
61 | RW | 13 | Concrete Vibrating Wire Strain Gauge [low modulus] (resistance) | 2004-10-26 | 2013-05-01 | 115577.4 | -11.61 | 1.08 | Longitudinal
61 | RW | 14 | Concrete Vibrating Wire Strain Gauge [low modulus] (resistance) | 2004-10-26 | 2013-05-01 | 115577.4 | -11.61 | 3.96 | Longitudinal
61 | RW | 15 | Concrete Vibrating Wire Strain Gauge [low modulus] (resistance) | 2004-10-26 | 2013-05-01 | 115577.3 | -9.27 | 0.72 | Longitudinal
61 | RW | 16 | Concrete Vibrating Wire Strain Gauge [low modulus] (resistance) | 2004-10-26 | 2013-05-01 | 115577.3 | -9.27 | 3.72 | Longitudinal
61 | RW | 17 | Concrete Vibrating Wire Strain Gauge [low modulus] (resistance) | 2004-10-26 | 2013-05-01 | 115577.5 | -6.4 | 0.6 | Longitudinal
61 | RW | 18 | Concrete Vibrating Wire Strain Gauge [low modulus] (resistance) | 2004-10-26 | 2013-05-01 | 115577.5 | -6.4 | 3.48 | Longitudinal
61 | RW | 19 | Concrete Vibrating Wire Strain Gauge [low modulus] (resistance) | 2004-10-26 | 2013-05-01 | 115575.2 | -11.57 | 1.08 | Longitudinal
61 | RW | 20 | Concrete Vibrating Wire Strain Gauge [low modulus] (resistance) | 2004-10-26 | 2013-05-01 | 115575.2 | -11.57 | 3.96 | Longitudinal
61 | VW | 1 | Concrete Vibrating Wire Strain Gauge [low modulus] | 2004-10-26 | 2013-05-01 | 115584.54 | -9.03 | 0.6 | Transverse
61 | VW | 2 | Concrete Vibrating Wire Strain Gauge [low modulus] | 2004-10-26 | 2013-05-01 | 115584.54 | -9.03 | 3.48 | Transverse
61 | VW | 3 | Concrete Vibrating Wire Strain Gauge [low modulus] | 2004-10-26 | 2013-05-01 | 115582.35 | -11.57 | 0.96 | Longitudinal
61 | VW | 4 | Concrete Vibrating Wire Strain Gauge [low modulus] | 2004-10-26 | 2013-05-01 | 115582.35 | -11.57 | 3.96 | Longitudinal
61 | VW | 5 | Concrete Vibrating Wire Strain Gauge [low modulus] | 2004-10-26 | 2013-05-01 | 115582.4 | -9.07 | 0.6 | Longitudinal
61 | VW | 6 | Concrete Vibrating Wire Strain Gauge [low modulus] | 2004-10-26 | 2013-05-01 | 115582.4 | -9.07 | 3.6 | Longitudinal
61 | VW | 7 | Concrete Vibrating Wire Strain Gauge [low modulus] | 2004-10-26 | 2013-05-01 | 115582.38 | -6.44 | 0.72 | Longitudinal
61 | VW | 8 | Concrete Vibrating Wire Strain Gauge [low modulus] | 2004-10-26 | 2013-05-01 | 115582.38 | -6.44 | 3.72 | Longitudinal
61 | VW | 9 | Concrete Vibrating Wire Strain Gauge [low modulus] | 2004-10-26 | 2013-05-01 | 115580.17 | -11.6 | 1.2 | Longitudinal
61 | VW | 10 | Concrete Vibrating Wire Strain Gauge [low modulus] | 2004-10-26 | 2013-05-01 | 115580.17 | -11.6 | 4.2 | Longitudinal
61 | VW | 11 | Concrete Vibrating Wire Strain Gauge [low modulus] | 2004-10-26 | 2013-05-01 | 115579.54 | -9 | 0.6 | Transverse
61 | VW | 12 | Concrete Vibrating Wire Strain Gauge [low modulus] | 2004-10-26 | 2013-05-01 | 115579.54 | -9 | 3.48 | Transverse
61 | VW | 13 | Concrete Vibrating Wire Strain Gauge [low modulus] | 2004-10-26 | 2013-05-01 | 115577.35 | -11.61 | 1.08 | Longitudinal
61 | VW | 14 | Concrete Vibrating Wire Strain Gauge [low modulus] | 2004-10-26 | 2013-05-01 | 115577.35 | -11.61 | 3.96 | Longitudinal
61 | VW | 15 | Concrete Vibrating Wire Strain Gauge [low modulus] | 2004-10-26 | 2013-05-01 | 115577.34 | -9.27 | 0.72 | Longitudinal
61 | VW | 16 | Concrete Vibrating Wire Strain Gauge [low modulus] | 2004-10-26 | 2013-05-01 | 115577.34 | -9.27 | 3.72 | Longitudinal
61 | VW | 17 | Concrete Vibrating Wire Strain Gauge [low modulus] | 2004-10-26 | 2013-05-01 | 115577.46 | -6.4 | 0.6 | Longitudinal
61 | VW | 18 | Concrete Vibrating Wire Strain Gauge [low modulus] | 2004-10-26 | 2013-05-01 | 115577.46 | -6.4 | 3.48 | Longitudinal
61 | VW | 19 | Concrete Vibrating Wire Strain Gauge [low modulus] | 2004-10-26 | 2013-05-01 | 115575.23 | -11.57 | 1.08 | Longitudinal
61 | VW | 20 | Concrete Vibrating Wire Strain Gauge [low modulus] | 2004-10-26 | 2013-05-01 | 115575.23 | -11.57 | 3.96 | Longitudinal
61 | XV | 1 | Concrete Vibrating Wire Strain Gauge [low modulus] | 2004-10-26 | 2013-05-01 | 115584.54 | -9.03 | 0.6
61 | XV | 2 | Concrete Vibrating Wire Strain Gauge [low modulus] | 2004-10-26 | 2013-05-01 | 115584.54 | -9.03 | 3.48
61 | XV | 3 | Concrete Vibrating Wire Strain Gauge [low modulus] | 2004-10-26 | 2013-05-01 | 115582.35 | -11.57 | 0.96
61 | XV | 4 | Concrete Vibrating Wire Strain Gauge [low modulus] | 2004-10-26 | 2013-05-01 | 115582.35 | -11.57 | 3.96
61 | XV | 5 | Concrete Vibrating Wire Strain Gauge [low modulus] | 2004-10-26 | 2013-05-01 | 115582.4 | -9.07 | 0.6
61 | XV | 6 | Concrete Vibrating Wire Strain Gauge [low modulus] | 2004-10-26 | 2013-05-01 | 115582.4 | -9.07 | 3.6
61 | XV | 7 | Concrete Vibrating Wire Strain Gauge [low modulus] | 2004-10-26 | 2013-05-01 | 115582.38 | -6.44 | 0.72
61 | XV | 8 | Concrete Vibrating Wire Strain Gauge [low modulus] | 2004-10-26 | 2013-05-01 | 115582.38 | -6.44 | 3.72
61 | XV | 9 | Concrete Vibrating Wire Strain Gauge [low modulus] | 2004-10-26 | 2013-05-01 | 115580.17 | -11.6 | 1.2
61 | XV | 10 | Concrete Vibrating Wire Strain Gauge [low modulus] | 2004-10-26 | 2013-05-01 | 115580.17 | -11.6 | 4.2
61 | XV | 11 | Concrete Vibrating Wire Strain Gauge [low modulus] | 2004-10-26 | 2013-05-01 | 115579.54 | -9 | 0.6
61 | XV | 12 | Concrete Vibrating Wire Strain Gauge [low modulus] | 2004-10-26 | 2013-05-01 | 115579.54 | -9 | 3.48
61 | XV | 13 | Concrete Vibrating Wire Strain Gauge [low modulus] | 2004-10-26 | 2013-05-01 | 115577.35 | -11.61 | 1.08
61 | XV | 14 | Concrete Vibrating Wire Strain Gauge [low modulus] | 2004-10-26 | 2013-05-01 | 115577.35 | -11.61 | 3.96
61 | XV | 15 | Concrete Vibrating Wire Strain Gauge [low modulus] | 2004-10-26 | 2013-05-01 | 115577.34 | -9.27 | 0.72
61 | XV | 16 | Concrete Vibrating Wire Strain Gauge [low modulus] | 2004-10-26 | 2013-05-01 | 115577.34 | -9.27 | 3.72
61 | XV | 17 | Concrete Vibrating Wire Strain Gauge [low modulus] | 2004-10-26 | 2013-05-01 | 115577.46 | -6.4 | 0.6
61 | XV | 18 | Concrete Vibrating Wire Strain Gauge [low modulus] | 2004-10-26 | 2013-05-01 | 115577.46 | -6.4 | 3.48
61 | XV | 19 | Concrete Vibrating Wire Strain Gauge [low modulus] | 2004-10-26 | 2013-05-01 | 115575.23 | -11.57 | 1.08
61 | XV | 20 | Concrete Vibrating Wire Strain Gauge [low modulus] | 2004-10-26 | 2013-05-01 | 115575.23 | -11.57 | 3.96
62 | CE | 1 | Dynamic Strain - Tokyo Sokki (PML-60) | 2004-10-26 | 2013-05-01 | 116000.42 | -9.86 | 0.84 | Transverse
62 | CE | 2 | Dynamic Strain - Tokyo Sokki (PML-60) | 2004-10-26 | 2013-05-01 | 116000.42 | -9.86 | 3.6 | Transverse
62 | CE | 3 | Dynamic Strain - Tokyo Sokki (PML-60) | 2004-10-26 | 2013-05-01 | 116002.6 | -11.59 | 1.44 | Longitudinal
62 | CE | 4 | Dynamic Strain - Tokyo Sokki (PML-60) | 2004-10-26 | 2013-05-01 | 116002.6 | -11.59 | 4.44 | Longitudinal
62 | CE | 5 | Dynamic Strain - Tokyo Sokki (PML-60) | 2004-10-26 | 2013-05-01 | 116002.52 | -8.77 | 1.08 | Longitudinal
62 | CE | 6 | Dynamic Strain - Tokyo Sokki (PML-60) | 2004-10-26 | 2013-05-01 | 116002.52 | -8.77 | 4.08 | Longitudinal
62 | CE | 7 | Dynamic Strain - Tokyo Sokki (PML-60) | 2004-10-26 | 2013-05-01 | 116002.58 | -6.2 | 1.08 | Longitudinal
62 | CE | 8 | Dynamic Strain - Tokyo Sokki (PML-60) | 2004-10-26 | 2013-05-01 | 116002.58 | -6.2 | 3.48 | Longitudinal
62 | CE | 9 | Dynamic Strain - Tokyo Sokki (PML-60) | 2004-10-26 | 2013-05-01 | 116000.41 | -11.53 | 1.44 | Longitudinal
62 | CE | 10 | Dynamic Strain - Tokyo Sokki (PML-60) | 2004-10-26 | 2013-05-01 | 116000.41 | -11.53 | 4.44 | Longitudinal
62 | CE | 11 | Dynamic Strain - Tokyo Sokki (PML-60) | 2004-10-26 | 2013-05-01 | 115997.53 | -11.53 | 1.2 | Longitudinal
62 | CE | 12 | Dynamic Strain - Tokyo Sokki (PML-60) | 2004-10-26 | 2013-05-01 | 115997.53 | -11.53 | 3.84 | Longitudinal
62 | CE | 13 | Dynamic Strain - Tokyo Sokki (PML-60) | 2004-10-26 | 2013-05-01 | 115997.48 | -8.85 | 0.84 | Longitudinal
62 | CE | 14 | Dynamic Strain - Tokyo Sokki (PML-60) | 2004-10-26 | 2013-05-01 | 115997.48 | -8.85 | 3.36 | Longitudinal
62 | CE | 15 | Dynamic Strain - Tokyo Sokki (PML-60) | 2004-10-26 | 2013-05-01 | 115997.54 | -6.22 | 1.08 | Longitudinal
62 | CE | 16 | Dynamic Strain - Tokyo Sokki (PML-60) | 2004-10-26 | 2013-05-01 | 115997.54 | -6.22 | 3.48 | Longitudinal
62 | CE | 17 | Dynamic Strain - Tokyo Sokki (PML-60) | 2004-10-26 | 2013-05-01 | 115995.32 | -11.63 | 1.2 | Longitudinal
62 | CE | 18 | Dynamic Strain - Tokyo Sokki (PML-60) | 2004-10-26 | 2013-05-01 | 115995.32 | -11.63 | 4.08 | Longitudinal
62 | CE | 19 | Dynamic Strain - Tokyo Sokki (PML-60) | 2004-10-26 | 2013-05-01 | 115999.66 | -9.9 | 0.96 | Transverse
62 | CE | 20 | Dynamic Strain - Tokyo Sokki (PML-60) | 2004-10-26 | 2013-05-01 | 115999.66 | -9.9 | 3.48 | Transverse
62 | CT | 1 |  | 2004-10-26 |  | 115999 | 16 | 0
62 | FW | 1 | Concrete Vibrating Wire Strain Gauge [low modulus] (frequency) | 2004-10-26 | 2013-05-01 | 115964.6 | -8.91 | 0.24 | Transverse
62 | FW | 2 | Concrete Vibrating Wire Strain Gauge [low modulus] (frequency) | 2004-10-26 | 2013-05-01 | 115964.6 | -8.91 | 2.16 | Transverse
62 | FW | 3 | Concrete Vibrating Wire Strain Gauge [low modulus] (frequency) | 2004-10-26 | 2013-05-01 | 115962.4 | -11.44 | 0.84 | Longitudinal
62 | FW | 4 | Concrete Vibrating Wire Strain Gauge [low modulus] (frequency) | 2004-10-26 | 2013-05-01 | 115962.4 | -11.44 | 2.76 | Longitudinal
62 | FW | 5 | Concrete Vibrating Wire Strain Gauge [low modulus] (frequency) | 2004-10-26 | 2013-05-01 | 115962.5 | -8.91 | 0.36 | Longitudinal
62 | FW | 6 | Concrete Vibrating Wire Strain Gauge [low modulus] (frequency) | 2004-10-26 | 2013-05-01 | 115962.5 | -8.91 | 2.28 | Longitudinal
62 | FW | 7 | Concrete Vibrating Wire Strain Gauge [low modulus] (frequency) | 2004-10-26 | 2013-05-01 | 115962.5 | -6.24 | 0.48 | Longitudinal
62 | FW | 8 | Concrete Vibrating Wire Strain Gauge [low modulus] (frequency) | 2004-10-26 | 2013-05-01 | 115962.5 | -6.24 | 2.52 | Longitudinal
62 | FW | 9 | Concrete Vibrating Wire Strain Gauge [low modulus] (frequency) | 2004-10-26 | 2013-05-01 | 115960.3 | -11.58 | 0.72 | Longitudinal
62 | FW | 10 | Concrete Vibrating Wire Strain Gauge [low modulus] (frequency) | 2004-10-26 | 2013-05-01 | 115960.3 | -11.58 | 2.76 | Longitudinal
62 | FW | 11 | Concrete Vibrating Wire Strain Gauge [low modulus] (frequency) | 2004-10-26 | 2013-05-01 | 115959.7 | -8.87 | 0.36 | Transverse
62 | FW | 12 | Concrete Vibrating Wire Strain Gauge [low modulus] (frequency) | 2004-10-26 | 2013-04-01 | 115959.7 | -8.87 | 2.28 | Transverse
62 | FW | 13 | Concrete Vibrating Wire Strain Gauge [low modulus] (frequency) | 2004-10-26 | 2013-05-01 | 115957.5 | -11.43 | 0.72 | Longitudinal
62 | FW | 14 | Concrete Vibrating Wire Strain Gauge [low modulus] (frequency) | 2004-10-26 | 2013-05-01 | 115957.5 | -11.43 | 2.76 | Longitudinal
62 | FW | 15 | Concrete Vibrating Wire Strain Gauge [low modulus] (frequency) | 2004-10-26 | 2013-05-01 | 115957.6 | -8.78 | 0.36 | Longitudinal
62 | FW | 16 | Concrete Vibrating Wire Strain Gauge [low modulus] (frequency) | 2004-10-26 | 2013-05-01 | 115957.6 | -8.78 | 2.4 | Longitudinal
62 | FW | 17 | Concrete Vibrating Wire Strain Gauge [low modulus] (frequency) | 2004-10-26 | 2013-05-01 | 115957.6 | -6.33 | 0.48 | Longitudinal
62 | FW | 18 | Concrete Vibrating Wire Strain Gauge [low modulus] (frequency) | 2004-10-26 | 2013-05-01 | 115957.6 | -6.33 | 2.52 | Longitudinal
62 | FW | 19 | Concrete Vibrating Wire Strain Gauge [low modulus] (frequency) | 2004-10-26 | 2013-05-01 | 115955.5 | -11.44 | 0.96 | Longitudinal
62 | FW | 20 | Concrete Vibrating Wire Strain Gauge [low modulus] (frequency) | 2004-10-26 | 2013-05-01 | 115955.5 | -11.44 | 2.88 | Longitudinal
62 | MH | 1 | Concrete Moisture | 2004-10-26 | 2013-05-01 | 115954.69 | -11.48 | 0.48
62 | MH | 2 | Concrete Moisture | 2004-10-26 | 2013-05-01 | 115954.69 | -11.48 | 0.6
62 | MH | 3 | Concrete Moisture | 2004-10-26 | 2013-05-01 | 115954.69 | -11.48 | 1.8
62 | MH | 4 | Concrete Moisture | 2004-10-26 | 2013-05-01 | 115954.69 | -11.48 | 2.76
62 | MH | 5 | Concrete Moisture | 2004-10-26 | 2013-05-01 | 115954.69 | -11.48 | 3.36
62 | MH | 6 | Concrete Moisture | 2004-10-26 | 2013-05-01 | 115952.48 | -8.93 | 0.36
62 | MH | 7 | Concrete Moisture | 2004-10-26 | 2013-05-01 | 115952.48 | -8.93 | 0.84
62 | MH | 8 | Concrete Moisture | 2004-10-26 | 2013-05-01 | 115952.48 | -8.93 | 1.92
62 | MH | 9 | Concrete Moisture | 2004-10-26 | 2013-05-01 | 115952.48 | -8.93 | 2.88
62 | MH | 10 | Concrete Moisture | 2004-10-26 | 2013-05-01 | 115952.48 | -8.93 | 3.12
62 | RW | 1 | Concrete Vibrating Wire Strain Gauge [low modulus] (resistance) | 2004-10-26 | 2013-05-01 | 115964.6 | -8.91 | 0.24 | Transverse
62 | RW | 2 | Concrete Vibrating Wire Strain Gauge [low modulus] (resistance) | 2004-10-26 | 2013-05-01 | 115964.6 | -8.91 | 2.16 | Transverse
62 | RW | 3 | Concrete Vibrating Wire Strain Gauge [low modulus] (resistance) | 2004-10-26 | 2013-05-01 | 115962.4 | -11.44 | 0.84 | Longitudinal
62 | RW | 4 | Concrete Vibrating Wire Strain Gauge [low modulus] (resistance) | 2004-10-26 | 2013-05-01 | 115962.4 | -11.44 | 2.76 | Longitudinal
62 | RW | 5 | Concrete Vibrating Wire Strain Gauge [low modulus] (resistance) | 2004-10-26 | 2013-05-01 | 115962.5 | -8.91 | 0.36 | Longitudinal
62 | RW | 6 | Concrete Vibrating Wire Strain Gauge [low modulus] (resistance) | 2004-10-26 | 2013-05-01 | 115962.5 | -8.91 | 2.28 | Longitudinal
62 | RW | 7 | Concrete Vibrating Wire Strain Gauge [low modulus] (resistance) | 2004-10-26 | 2013-05-01 | 115962.5 | -6.24 | 0.48 | Longitudinal
62 | RW | 8 | Concrete Vibrating Wire Strain Gauge [low modulus] (resistance) | 2004-10-26 | 2013-05-01 | 115962.5 | -6.24 | 2.52 | Longitudinal
62 | RW | 9 | Concrete Vibrating Wire Strain Gauge [low modulus] (resistance) | 2004-10-26 | 2013-05-01 | 115960.3 | -11.58 | 0.72 | Longitudinal
62 | RW | 10 | Concrete Vibrating Wire Strain Gauge [low modulus] (resistance) | 2004-10-26 | 2013-05-01 | 115960.3 | -11.58 | 2.76 | Longitudinal
62 | RW | 11 | Concrete Vibrating Wire Strain Gauge [low modulus] (resistance) | 2004-10-26 | 2013-05-01 | 115959.7 | -8.87 | 0.36 | Transverse
62 | RW | 12 | Concrete Vibrating Wire Strain Gauge [low modulus] (resistance) | 2004-10-26 | 2013-05-01 | 115959.7 | -8.87 | 2.28 | Transverse
62 | RW | 13 | Concrete Vibrating Wire Strain Gauge [low modulus] (resistance) | 2004-10-26 | 2013-05-01 | 115957.5 | -11.43 | 0.72 | Longitudinal
62 | RW | 14 | Concrete Vibrating Wire Strain Gauge [low modulus] (resistance) | 2004-10-26 | 2013-05-01 | 115957.5 | -11.43 | 2.76 | Longitudinal
62 | RW | 15 | Concrete Vibrating Wire Strain Gauge [low modulus] (resistance) | 2004-10-26 | 2013-05-01 | 115957.6 | -8.78 | 0.36 | Longitudinal
62 | RW | 16 | Concrete Vibrating Wire Strain Gauge [low modulus] (resistance) | 2004-10-26 | 2013-05-01 | 115957.6 | -8.78 | 2.4 | Longitudinal
62 | RW | 17 | Concrete Vibrating Wire Strain Gauge [low modulus] (resistance) | 2004-10-26 | 2013-05-01 | 115957.6 | -6.33 | 0.48 | Longitudinal
62 | RW | 18 | Concrete Vibrating Wire Strain Gauge [low modulus] (resistance) | 2004-10-26 | 2013-05-01 | 115957.6 | -6.33 | 2.52 | Longitudinal
62 | RW | 19 | Concrete Vibrating Wire Strain Gauge [low modulus] (resistance) | 2004-10-26 | 2013-05-01 | 115955.5 | -11.44 | 0.96 | Longitudinal
62 | RW | 20 | Concrete Vibrating Wire Strain Gauge [low modulus] (resistance) | 2004-10-26 | 2013-05-01 | 115955.5 | -11.44 | 2.88 | Longitudinal
62 | TC | 1 | MnROAD Thermal Couple Tree - Omega | 2004-10-26 | 2013-05-01 | 115954.39 | -11.52 | 0.48
62 | TC | 2 | MnROAD Thermal Couple Tree - Omega | 2004-10-26 | 2013-05-01 | 115954.39 | -11.52 | 0.96
62 | TC | 3 | MnROAD Thermal Couple Tree - Omega | 2004-10-26 | 2013-05-01 | 115954.39 | -11.52 | 2.04
62 | TC | 4 | MnROAD Thermal Couple Tree - Omega | 2004-10-26 | 2013-05-01 | 115954.39 | -11.52 | 3
62 | TC | 5 | MnROAD Thermal Couple Tree - Omega | 2004-10-26 | 2013-05-01 | 115954.39 | -11.52 | 3.48
62 | TC | 8 | MnROAD Thermal Couple Tree - Omega | 2004-10-26 | 2013-05-01 | 115952.17 | -8.94 | 0.48
62 | TC | 9 | MnROAD Thermal Couple Tree - Omega | 2004-10-26 | 2013-05-01 | 115952.17 | -8.94 | 0.96
62 | TC | 10 | MnROAD Thermal Couple Tree - Omega | 2004-10-26 | 2013-05-01 | 115952.17 | -8.94 | 2.04
62 | TC | 11 | MnROAD Thermal Couple Tree - Omega | 2004-10-26 | 2013-05-01 | 115952.17 | -8.94 | 3
62 | TC | 12 | MnROAD Thermal Couple Tree - Omega | 2004-10-26 | 2013-05-01 | 115952.17 | -8.94 | 3.48
62 | VW | 1 | Concrete Vibrating Wire Strain Gauge [low modulus] | 2004-10-26 | 2013-05-01 | 115964.56 | -8.91 | 0.24 | Transverse
62 | VW | 2 | Concrete Vibrating Wire Strain Gauge [low modulus] | 2004-10-26 | 2013-05-01 | 115964.56 | -8.91 | 2.16 | Transverse
62 | VW | 3 | Concrete Vibrating Wire Strain Gauge [low modulus] | 2004-10-26 | 2013-05-01 | 115962.43 | -11.44 | 0.84 | Longitudinal
62 | VW | 4 | Concrete Vibrating Wire Strain Gauge [low modulus] | 2004-10-26 | 2013-05-01 | 115962.43 | -11.44 | 2.76 | Longitudinal
62 | VW | 5 | Concrete Vibrating Wire Strain Gauge [low modulus] | 2004-10-26 | 2013-05-01 | 115962.47 | -8.91 | 0.36 | Longitudinal
62 | VW | 6 | Concrete Vibrating Wire Strain Gauge [low modulus] | 2004-10-26 | 2013-05-01 | 115962.47 | -8.91 | 2.28 | Longitudinal
62 | VW | 7 | Concrete Vibrating Wire Strain Gauge [low modulus] | 2004-10-26 | 2013-05-01 | 115962.54 | -6.24 | 0.48 | Longitudinal
62 | VW | 8 | Concrete Vibrating Wire Strain Gauge [low modulus] | 2004-10-26 | 2013-05-01 | 115962.54 | -6.24 | 2.52 | Longitudinal
62 | VW | 9 | Concrete Vibrating Wire Strain Gauge [low modulus] | 2004-10-26 | 2013-05-01 | 115960.33 | -11.58 | 0.72 | Longitudinal
62 | VW | 10 | Concrete Vibrating Wire Strain Gauge [low modulus] | 2004-10-26 | 2013-05-01 | 115960.33 | -11.58 | 2.76 | Longitudinal
62 | VW | 11 | Concrete Vibrating Wire Strain Gauge [low modulus] | 2004-10-26 | 2013-05-01 | 115959.67 | -8.87 | 0.36 | Transverse
62 | VW | 12 | Concrete Vibrating Wire Strain Gauge [low modulus] | 2004-10-26 | 2013-05-01 | 115959.67 | -8.87 | 2.28 | Transverse
62 | VW | 13 | Concrete Vibrating Wire Strain Gauge [low modulus] | 2004-10-26 | 2013-05-01 | 115957.5 | -11.43 | 0.72 | Longitudinal
62 | VW | 14 | Concrete Vibrating Wire Strain Gauge [low modulus] | 2004-10-26 | 2013-05-01 | 115957.5 | -11.43 | 2.76 | Longitudinal
62 | VW | 15 | Concrete Vibrating Wire Strain Gauge [low modulus] | 2004-10-26 | 2013-05-01 | 115957.56 | -8.78 | 0.36 | Longitudinal
62 | VW | 16 | Concrete Vibrating Wire Strain Gauge [low modulus] | 2004-10-26 | 2013-05-01 | 115957.56 | -8.78 | 2.4 | Longitudinal
62 | VW | 17 | Concrete Vibrating Wire Strain Gauge [low modulus] | 2004-10-26 | 2013-05-01 | 115957.59 | -6.33 | 0.48 | Longitudinal
62 | VW | 18 | Concrete Vibrating Wire Strain Gauge [low modulus] | 2004-10-26 | 2013-05-01 | 115957.59 | -6.33 | 2.52 | Longitudinal
62 | VW | 19 | Concrete Vibrating Wire Strain Gauge [low modulus] | 2004-10-26 | 2013-05-01 | 115955.45 | -11.44 | 0.96 | Longitudinal
62 | VW | 20 | Concrete Vibrating Wire Strain Gauge [low modulus] | 2004-10-26 | 2013-05-01 | 115955.45 | -11.44 | 2.88 | Longitudinal
62 | XH | 1 |  | 2004-10-26 | 2013-05-01 | 115954.69 | -11.48 | 0.48
62 | XH | 2 |  | 2004-10-26 | 2013-05-01 | 115954.69 | -11.48 | 0.6
62 | XH | 3 |  | 2004-10-26 | 2013-05-01 | 115954.69 | -11.48 | 1.8
62 | XH | 4 |  | 2004-10-26 | 2013-05-01 | 115954.69 | -11.48 | 2.76
62 | XH | 5 |  | 2004-10-26 | 2013-05-01 | 115954.69 | -11.48 | 3.36
62 | XH | 6 |  | 2004-10-26 | 2013-05-01 | 115952.48 | -8.93 | 0.36
62 | XH | 7 |  | 2004-10-26 | 2013-05-01 | 115952.48 | -8.93 | 0.84
62 | XH | 8 |  | 2004-10-26 | 2013-05-01 | 115952.48 | -8.93 | 1.92
62 | XH | 9 |  | 2004-10-26 | 2013-05-01 | 115952.48 | -8.93 | 2.88
62 | XH | 10 |  | 2004-10-26 | 2013-05-01 | 115952.48 | -8.93 | 3.12
62 | XV | 1 | Concrete Vibrating Wire Strain Gauge [low modulus] | 2004-10-26 | 2013-05-01 | 115964.56 | -8.91 | 0.24
62 | XV | 2 | Concrete Vibrating Wire Strain Gauge [low modulus] | 2004-10-26 | 2013-05-01 | 115964.56 | -8.91 | 2.16
62 | XV | 3 | Concrete Vibrating Wire Strain Gauge [low modulus] | 2004-10-26 | 2013-05-01 | 115962.43 | -11.44 | 0.84
62 | XV | 4 | Concrete Vibrating Wire Strain Gauge [low modulus] | 2004-10-26 | 2013-05-01 | 115962.43 | -11.44 | 2.76
62 | XV | 5 | Concrete Vibrating Wire Strain Gauge [low modulus] | 2004-10-26 | 2013-05-01 | 115962.47 | -8.91 | 0.36
62 | XV | 6 | Concrete Vibrating Wire Strain Gauge [low modulus] | 2004-10-26 | 2013-05-01 | 115962.47 | -8.91 | 2.28
62 | XV | 7 | Concrete Vibrating Wire Strain Gauge [low modulus] | 2004-10-26 | 2013-05-01 | 115962.54 | -6.24 | 0.48
62 | XV | 8 | Concrete Vibrating Wire Strain Gauge [low modulus] | 2004-10-26 | 2013-05-01 | 115962.54 | -6.24 | 2.52
62 | XV | 9 | Concrete Vibrating Wire Strain Gauge [low modulus] | 2004-10-26 | 2013-05-01 | 115960.33 | -11.58 | 0.72
62 | XV | 10 | Concrete Vibrating Wire Strain Gauge [low modulus] | 2004-10-26 | 2013-05-01 | 115960.33 | -11.58 | 2.76
62 | XV | 11 | Concrete Vibrating Wire Strain Gauge [low modulus] | 2004-10-26 | 2013-05-01 | 115959.67 | -8.87 | 0.36
62 | XV | 12 | Concrete Vibrating Wire Strain Gauge [low modulus] | 2004-10-26 | 2013-05-01 | 115959.67 | -8.87 | 2.28
62 | XV | 13 | Concrete Vibrating Wire Strain Gauge [low modulus] | 2004-10-26 | 2013-05-01 | 115957.5 | -11.43 | 0.72
62 | XV | 14 | Concrete Vibrating Wire Strain Gauge [low modulus] | 2004-10-26 | 2013-05-01 | 115957.5 | -11.43 | 2.76
62 | XV | 15 | Concrete Vibrating Wire Strain Gauge [low modulus] | 2004-10-26 | 2013-05-01 | 115957.56 | -8.78 | 0.36
62 | XV | 16 | Concrete Vibrating Wire Strain Gauge [low modulus] | 2004-10-26 | 2013-05-01 | 115957.56 | -8.78 | 2.4
62 | XV | 17 | Concrete Vibrating Wire Strain Gauge [low modulus] | 2004-10-26 | 2013-05-01 | 115957.59 | -6.33 | 0.48
62 | XV | 18 | Concrete Vibrating Wire Strain Gauge [low modulus] | 2004-10-26 | 2013-05-01 | 115957.59 | -6.33 | 2.52
62 | XV | 19 | Concrete Vibrating Wire Strain Gauge [low modulus] | 2004-10-26 | 2013-05-01 | 115955.45 | -11.44 | 0.96
62 | XV | 20 | Concrete Vibrating Wire Strain Gauge [low modulus] | 2004-10-26 | 2013-05-01 | 115955.45 | -11.44 | 2.88
63 | CE | 1 | Dynamic Strain - Tokyo Sokki (PML-60) | 2004-10-26 | 2013-05-01 | 116024.38 | -10 | 0.84 | Transverse
63 | CE | 2 | Dynamic Strain - Tokyo Sokki (PML-60) | 2004-10-26 | 2013-05-01 | 116024.38 | -10 | 3.84 | Transverse
63 | CE | 3 | Dynamic Strain - Tokyo Sokki (PML-60) | 2004-10-26 | 2013-05-01 | 116022.04 | -11.56 | 1.08 | Longitudinal
63 | CE | 4 | Dynamic Strain - Tokyo Sokki (PML-60) | 2004-10-26 | 2013-05-01 | 116022.04 | -11.56 | 3.96 | Longitudinal
63 | CE | 5 | Dynamic Strain - Tokyo Sokki (PML-60) | 2004-10-26 | 2013-05-01 | 116022.09 | -8.84 | 0.72 | Longitudinal
63 | CE | 6 | Dynamic Strain - Tokyo Sokki (PML-60) | 2004-10-26 | 2013-05-01 | 116022.09 | -8.84 | 3.36 | Longitudinal
63 | CE | 7 | Dynamic Strain - Tokyo Sokki (PML-60) | 2004-10-26 | 2013-05-01 | 116022.28 | -6.23 | 0.96 | Longitudinal
63 | CE | 8 | Dynamic Strain - Tokyo Sokki (PML-60) | 2004-10-26 | 2013-05-01 | 116022.28 | -6.23 | 3.48 | Longitudinal
63 | CE | 9 | Dynamic Strain - Tokyo Sokki (PML-60) | 2004-10-26 | 2013-05-01 | 116019.92 | -11.53 | 1.08 | Longitudinal
63 | CE | 10 | Dynamic Strain - Tokyo Sokki (PML-60) | 2004-10-26 | 2013-05-01 | 116019.92 | -11.53 | 3.96 | Longitudinal
63 | CE | 11 | Dynamic Strain - Tokyo Sokki (PML-60) | 2004-10-26 | 2013-05-01 | 116016.98 | -11.51 | 1.2 | Longitudinal
63 | CE | 12 | Dynamic Strain - Tokyo Sokki (PML-60) | 2004-10-26 | 2013-05-01 | 116016.98 | -11.51 | 4.2 | Longitudinal
63 | CE | 13 | Dynamic Strain - Tokyo Sokki (PML-60) | 2004-10-26 | 2013-05-01 | 116017.05 | -8.86 | 0.96 | Longitudinal
63 | CE | 14 | Dynamic Strain - Tokyo Sokki (PML-60) | 2004-10-26 | 2013-05-01 | 116017.05 | -8.86 | 3.48 | Longitudinal
63 | CE | 15 | Dynamic Strain - Tokyo Sokki (PML-60) | 2004-10-26 | 2013-05-01 | 116017.07 | -6.23 | 1.08 | Longitudinal
63 | CE | 16 | Dynamic Strain - Tokyo Sokki (PML-60) | 2004-10-26 | 2013-05-01 | 116017.07 | -6.23 | 3.48 | Longitudinal
63 | CE | 17 | Dynamic Strain - Tokyo Sokki (PML-60) | 2004-10-26 | 2013-05-01 | 116014.83 | -11.54 | 1.08 | Longitudinal
63 | CE | 18 | Dynamic Strain - Tokyo Sokki (PML-60) | 2004-10-26 | 2013-05-01 | 116014.83 | -11.54 | 4.08 | Longitudinal
63 | CE | 19 | Dynamic Strain - Tokyo Sokki (PML-60) | 2004-10-26 | 2013-05-01 | 116014.82 | -9.91 | 0.72 | Transverse
63 | CE | 20 | Dynamic Strain - Tokyo Sokki (PML-60) | 2004-10-26 | 2013-05-01 | 116014.82 | -9.91 | 3.72 | Transverse
63 | CT | 1 | Cabinet Temp | 2004-10-26 |  | 113390 | 16 | 48
63 | FW | 1 | Concrete Vibrating Wire Strain Gauge [low modulus] (frequency) | 2004-10-26 | 2013-05-01 | 116034.6 | -8.93 | 0.48 | Transverse
63 | FW | 2 | Concrete Vibrating Wire Strain Gauge [low modulus] (frequency) | 2004-10-26 | 2013-05-01 | 116034.6 | -8.93 | 2.4 | Transverse
63 | FW | 3 | Concrete Vibrating Wire Strain Gauge [low modulus] (frequency) | 2004-10-26 | 2013-05-01 | 116032.3 | -11.55 | 0.84 | Longitudinal
63 | FW | 4 | Concrete Vibrating Wire Strain Gauge [low modulus] (frequency) | 2004-10-26 | 2013-05-01 | 116032.3 | -11.55 | 2.76 | Longitudinal
63 | FW | 5 | Concrete Vibrating Wire Strain Gauge [low modulus] (frequency) | 2004-10-26 | 2013-05-01 | 116032.4 | -9 | 0.48 | Longitudinal
63 | FW | 6 | Concrete Vibrating Wire Strain Gauge [low modulus] (frequency) | 2004-10-26 | 2013-05-01 | 116032.4 | -9 | 2.52 | Longitudinal
63 | FW | 7 | Concrete Vibrating Wire Strain Gauge [low modulus] (frequency) | 2004-10-26 | 2013-05-01 | 116032.4 | -6.38 | 0.72 | Longitudinal
63 | FW | 8 | Concrete Vibrating Wire Strain Gauge [low modulus] (frequency) | 2004-10-26 | 2013-05-01 | 116032.4 | -6.38 | 2.76 | Longitudinal
63 | FW | 9 | Concrete Vibrating Wire Strain Gauge [low modulus] (frequency) | 2004-10-26 | 2013-05-01 | 116030.1 | -11.55 | 0.48 | Longitudinal
63 | FW | 10 | Concrete Vibrating Wire Strain Gauge [low modulus] (frequency) | 2004-10-26 | 2013-05-01 | 116030.1 | -11.55 | 2.52 | Longitudinal
63 | FW | 11 | Concrete Vibrating Wire Strain Gauge [low modulus] (frequency) | 2004-10-26 | 2013-05-01 | 116029.5 | -8.9 | 0.48 | Transverse
63 | FW | 12 | Concrete Vibrating Wire Strain Gauge [low modulus] (frequency) | 2004-10-26 | 2013-05-01 | 116029.5 | -8.9 | 2.52 | Transverse
63 | FW | 13 | Concrete Vibrating Wire Strain Gauge [low modulus] (frequency) | 2004-10-26 | 2013-05-01 | 116027.4 | -11.53 | 0.96 | Longitudinal
63 | FW | 14 | Concrete Vibrating Wire Strain Gauge [low modulus] (frequency) | 2004-10-26 | 2013-05-01 | 116027.4 | -11.53 | 3 | Longitudinal
63 | FW | 15 | Concrete Vibrating Wire Strain Gauge [low modulus] (frequency) | 2004-10-26 | 2013-05-01 | 116027.5 | -9 | 0.6 | Longitudinal
63 | FW | 16 | Concrete Vibrating Wire Strain Gauge [low modulus] (frequency) | 2004-10-26 | 2013-05-01 | 116027.5 | -9 | 2.52 | Longitudinal
63 | FW | 17 | Concrete Vibrating Wire Strain Gauge [low modulus] (frequency) | 2004-10-26 | 2013-05-01 | 116027.5 | -6.33 | 0.72 | Longitudinal
63 | FW | 18 | Concrete Vibrating Wire Strain Gauge [low modulus] (frequency) | 2004-10-26 | 2013-05-01 | 116027.5 | -6.33 | 2.76 | Longitudinal
63 | FW | 19 | Concrete Vibrating Wire Strain Gauge [low modulus] (frequency) | 2004-10-26 | 2013-05-01 | 116025.2 | -11.57 | 1.2 | Longitudinal
63 | FW | 20 | Concrete Vibrating Wire Strain Gauge [low modulus] (frequency) | 2004-10-26 | 2013-05-01 | 116025.2 | -11.57 | 3.12 | Longitudinal
63 | RW | 1 | Concrete Vibrating Wire Strain Gauge [low modulus] (resistance) | 2004-10-26 | 2013-05-01 | 116034.6 | -8.93 | 0.48 | Transverse
63 | RW | 2 | Concrete Vibrating Wire Strain Gauge [low modulus] (resistance) | 2004-10-26 | 2013-05-01 | 116034.6 | -8.93 | 2.4 | Transverse
63 | RW | 3 | Concrete Vibrating Wire Strain Gauge [low modulus] (resistance) | 2004-10-26 | 2013-05-01 | 116032.3 | -11.55 | 0.84 | Longitudinal
63 | RW | 4 | Concrete Vibrating Wire Strain Gauge [low modulus] (resistance) | 2004-10-26 | 2013-05-01 | 116032.3 | -11.55 | 2.76 | Longitudinal
63 | RW | 5 | Concrete Vibrating Wire Strain Gauge [low modulus] (resistance) | 2004-10-26 | 2013-05-01 | 116032.4 | -9 | 0.48 | Longitudinal
63 | RW | 6 | Concrete Vibrating Wire Strain Gauge [low modulus] (resistance) | 2004-10-26 | 2013-05-01 | 116032.4 | -9 | 2.52 | Longitudinal
63 | RW | 7 | Concrete Vibrating Wire Strain Gauge [low modulus] (resistance) | 2004-10-26 | 2013-05-01 | 116032.4 | -6.38 | 0.72 | Longitudinal
63 | RW | 8 | Concrete Vibrating Wire Strain Gauge [low modulus] (resistance) | 2004-10-26 | 2013-05-01 | 116032.4 | -6.38 | 2.76 | Longitudinal
63 | RW | 9 | Concrete Vibrating Wire Strain Gauge [low modulus] (resistance) | 2004-10-26 | 2013-05-01 | 116030.1 | -11.55 | 0.48 | Longitudinal
63 | RW | 10 | Concrete Vibrating Wire Strain Gauge [low modulus] (resistance) | 2004-10-26 | 2013-05-01 | 116030.1 | -11.55 | 2.52 | Longitudinal
63 | RW | 11 | Concrete Vibrating Wire Strain Gauge [low modulus] (resistance) | 2004-10-26 | 2013-05-01 | 116029.5 | -8.9 | 0.48 | Transverse
63 | RW | 12 | Concrete Vibrating Wire Strain Gauge [low modulus] (resistance) | 2004-10-26 | 2013-05-01 | 116029.5 | -8.9 | 2.52 | Transverse
63 | RW | 13 | Concrete Vibrating Wire Strain Gauge [low modulus] (resistance) | 2004-10-26 | 2013-05-01 | 116027.4 | -11.53 | 0.96 | Longitudinal
63 | RW | 14 | Concrete Vibrating Wire Strain Gauge [low modulus] (resistance) | 2004-10-26 | 2013-05-01 | 116027.4 | -11.53 | 3 | Longitudinal
63 | RW | 15 | Concrete Vibrating Wire Strain Gauge [low modulus] (resistance) | 2004-10-26 | 2013-05-01 | 116027.5 | -9 | 0.6 | Longitudinal
63 | RW | 16 | Concrete Vibrating Wire Strain Gauge [low modulus] (resistance) | 2004-10-26 | 2013-05-01 | 116027.5 | -9 | 2.52 | Longitudinal
63 | RW | 17 | Concrete Vibrating Wire Strain Gauge [low modulus] (resistance) | 2004-10-26 | 2013-05-01 | 116027.5 | -6.33 | 0.72 | Longitudinal
63 | RW | 18 | Concrete Vibrating Wire Strain Gauge [low modulus] (resistance) | 2004-10-26 | 2013-05-01 | 116027.5 | -6.33 | 2.76 | Longitudinal
63 | RW | 19 | Concrete Vibrating Wire Strain Gauge [low modulus] (resistance) | 2004-10-26 | 2013-05-01 | 116025.2 | -11.57 | 1.2 | Longitudinal
63 | RW | 20 | Concrete Vibrating Wire Strain Gauge [low modulus] (resistance) | 2004-10-26 | 2013-05-01 | 116025.2 | -11.57 | 3.12 | Longitudinal
63 | VW | 1 | Concrete Vibrating Wire Strain Gauge [low modulus] | 2004-10-26 | 2013-05-01 | 116034.56 | -8.93 | 0.48 | Transverse
63 | VW | 2 | Concrete Vibrating Wire Strain Gauge [low modulus] | 2004-10-26 | 2013-05-01 | 116034.56 | -8.93 | 2.4 | Transverse
63 | VW | 3 | Concrete Vibrating Wire Strain Gauge [low modulus] | 2004-10-26 | 2013-05-01 | 116032.33 | -11.55 | 0.84 | Longitudinal
63 | VW | 4 | Concrete Vibrating Wire Strain Gauge [low modulus] | 2004-10-26 | 2013-05-01 | 116032.33 | -11.55 | 2.76 | Longitudinal
63 | VW | 5 | Concrete Vibrating Wire Strain Gauge [low modulus] | 2004-10-26 | 2013-05-01 | 116032.43 | -9 | 0.48 | Longitudinal
63 | VW | 6 | Concrete Vibrating Wire Strain Gauge [low modulus] | 2004-10-26 | 2013-05-01 | 116032.43 | -9 | 2.52 | Longitudinal
63 | VW | 7 | Concrete Vibrating Wire Strain Gauge [low modulus] | 2004-10-26 | 2013-05-01 | 116032.39 | -6.38 | 0.72 | Longitudinal
63 | VW | 8 | Concrete Vibrating Wire Strain Gauge [low modulus] | 2004-10-26 | 2013-05-01 | 116032.39 | -6.38 | 2.76 | Longitudinal
63 | VW | 9 | Concrete Vibrating Wire Strain Gauge [low modulus] | 2004-10-26 | 2013-05-01 | 116030.13 | -11.55 | 0.48 | Longitudinal
63 | VW | 10 | Concrete Vibrating Wire Strain Gauge [low modulus] | 2004-10-26 | 2013-05-01 | 116030.13 | -11.55 | 2.52 | Longitudinal
63 | VW | 11 | Concrete Vibrating Wire Strain Gauge [low modulus] | 2004-10-26 | 2013-05-01 | 116029.53 | -8.9 | 0.48 | Transverse
63 | VW | 12 | Concrete Vibrating Wire Strain Gauge [low modulus] | 2004-10-26 | 2013-05-01 | 116029.53 | -8.9 | 2.52 | Transverse
63 | VW | 13 | Concrete Vibrating Wire Strain Gauge [low modulus] | 2004-10-26 | 2013-05-01 | 116027.36 | -11.53 | 0.96 | Longitudinal
63 | VW | 14 | Concrete Vibrating Wire Strain Gauge [low modulus] | 2004-10-26 | 2013-05-01 | 116027.36 | -11.53 | 3 | Longitudinal
63 | VW | 15 | Concrete Vibrating Wire Strain Gauge [low modulus] | 2004-10-26 | 2013-05-01 | 116027.45 | -9 | 0.6 | Longitudinal
63 | VW | 16 | Concrete Vibrating Wire Strain Gauge [low modulus] | 2004-10-26 | 2013-05-01 | 116027.45 | -9 | 2.52 | Longitudinal
63 | VW | 17 | Concrete Vibrating Wire Strain Gauge [low modulus] | 2004-10-26 | 2013-05-01 | 116027.52 | -6.33 | 0.72 | Longitudinal
63 | VW | 18 | Concrete Vibrating Wire Strain Gauge [low modulus] | 2004-10-26 | 2013-05-01 | 116027.52 | -6.33 | 2.76 | Longitudinal
63 | VW | 19 | Concrete Vibrating Wire Strain Gauge [low modulus] | 2004-10-26 | 2013-05-01 | 116025.16 | -11.57 | 1.2 | Longitudinal
63 | VW | 20 | Concrete Vibrating Wire Strain Gauge [low modulus] | 2004-10-26 | 2013-05-01 | 116025.16 | -11.57 | 3.12 | Longitudinal
63 | XV | 1 | Concrete Vibrating Wire Strain Gauge [low modulus] | 2004-10-26 | 2013-05-01 | 116034.56 | -8.93 | 0.48
63 | XV | 2 | Concrete Vibrating Wire Strain Gauge [low modulus] | 2004-10-26 | 2013-05-01 | 116034.56 | -8.93 | 2.4
63 | XV | 3 | Concrete Vibrating Wire Strain Gauge [low modulus] | 2004-10-26 | 2013-05-01 | 116032.33 | -11.55 | 0.84
63 | XV | 4 | Concrete Vibrating Wire Strain Gauge [low modulus] | 2004-10-26 | 2013-05-01 | 116032.33 | -11.55 | 2.76
63 | XV | 5 | Concrete Vibrating Wire Strain Gauge [low modulus] | 2004-10-26 | 2013-05-01 | 116032.43 | -9 | 0.48
63 | XV | 6 | Concrete Vibrating Wire Strain Gauge [low modulus] | 2004-10-26 | 2013-05-01 | 116032.43 | -9 | 2.52
63 | XV | 7 | Concrete Vibrating Wire Strain Gauge [low modulus] | 2004-10-26 | 2013-05-01 | 116032.39 | -6.38 | 0.72
63 | XV | 8 | Concrete Vibrating Wire Strain Gauge [low modulus] | 2004-10-26 | 2013-05-01 | 116032.39 | -6.38 | 2.76
63 | XV | 9 | Concrete Vibrating Wire Strain Gauge [low modulus] | 2004-10-26 | 2013-05-01 | 116030.13 | -11.55 | 0.48
63 | XV | 10 | Concrete Vibrating Wire Strain Gauge [low modulus] | 2004-10-26 | 2013-05-01 | 116030.13 | -11.55 | 2.52
63 | XV | 11 | Concrete Vibrating Wire Strain Gauge [low modulus] | 2004-10-26 | 2013-05-01 | 116029.53 | -8.9 | 0.48
63 | XV | 12 | Concrete Vibrating Wire Strain Gauge [low modulus] | 2004-10-26 | 2013-05-01 | 116029.53 | -8.9 | 2.52
63 | XV | 13 | Concrete Vibrating Wire Strain Gauge [low modulus] | 2004-10-26 | 2013-05-01 | 116027.36 | -11.53 | 0.96
63 | XV | 14 | Concrete Vibrating Wire Strain Gauge [low modulus] | 2004-10-26 | 2013-05-01 | 116027.36 | -11.53 | 3
63 | XV | 15 | Concrete Vibrating Wire Strain Gauge [low modulus] | 2004-10-26 | 2013-05-01 | 116027.45 | -9 | 0.6
63 | XV | 16 | Concrete Vibrating Wire Strain Gauge [low modulus] | 2004-10-26 | 2013-05-01 | 116027.45 | -9 | 2.52
63 | XV | 17 | Concrete Vibrating Wire Strain Gauge [low modulus] | 2004-10-26 | 2013-05-01 | 116027.52 | -6.33 | 0.72
63 | XV | 18 | Concrete Vibrating Wire Strain Gauge [low modulus] | 2004-10-26 | 2013-05-01 | 116027.52 | -6.33 | 2.76
63 | XV | 19 | Concrete Vibrating Wire Strain Gauge [low modulus] | 2004-10-26 | 2013-05-01 | 116025.16 | -11.57 | 1.2
63 | XV | 20 | Concrete Vibrating Wire Strain Gauge [low modulus] | 2004-10-26 | 2013-05-01 | 116025.16 | -11.57 | 3.12
64 | CE | 1 | Dynamic Strain - Tokyo Sokki (PML-60) | 2005-09-22 |  | 12.5 | -1.69 | 6 | Longitudinal
64 | CE | 2 | Dynamic Strain - Tokyo Sokki (PML-60) | 2005-09-22 |  | 48.3 | -2.46 | 5.04 | Longitudinal
64 | CT | 1 |  | 2005-09-22 |  | 2 | -1 | 0
64 | FW | 1 | Concrete Vibrating Wire Strain Gauge [low modulus] (frequency) | 2005-09-27 |  | 12.5 | 0.23 | 6 | Longitudinal
64 | FW | 2 | Concrete Vibrating Wire Strain Gauge [low modulus] (frequency) | 2005-09-27 |  | 48.3 | 0.17 | 5.04 | Longitudinal
64 | RW | 1 | Concrete Vibrating Wire Strain Gauge [low modulus] (resistance) | 2005-09-27 |  | 12.5 | 0.23 | 6 | Longitudinal
64 | RW | 2 | Concrete Vibrating Wire Strain Gauge [low modulus] (resistance) | 2005-09-27 |  | 48.3 | 0.17 | 5.04 | Longitudinal
64 | TC | 1 | MnROAD Thermal Couple Tree - Omega | 2005-09-22 |  | 15 | -1 | 0.48
64 | TC | 2 | MnROAD Thermal Couple Tree - Omega | 2005-09-22 |  | 15 | -1 | 0.96
64 | TC | 3 | MnROAD Thermal Couple Tree - Omega | 2005-09-22 |  | 15 | -1 | 3
64 | TC | 4 | MnROAD Thermal Couple Tree - Omega | 2005-09-22 |  | 15 | -1 | 6
64 | TC | 5 | MnROAD Thermal Couple Tree - Omega | 2005-09-22 |  | 15 | -1 | 12
64 | TC | 6 | MnROAD Thermal Couple Tree - Omega | 2005-09-22 |  | 15 | -1 | 20.04
64 | TC | 7 | MnROAD Thermal Couple Tree - Omega | 2005-09-22 |  | 15 | -1 | 36
64 | TC | 8 | MnROAD Thermal Couple Tree - Omega | 2005-09-22 |  | 15 | -1 | 48
64 | TC | 9 | MnROAD Thermal Couple Tree - Omega | 2005-09-22 |  | 30 | -1 | 0.48
64 | TC | 10 | MnROAD Thermal Couple Tree - Omega | 2005-09-22 |  | 30 | -1 | 0.96
64 | TC | 11 | MnROAD Thermal Couple Tree - Omega | 2005-09-22 |  | 30 | -1 | 3
64 | TC | 12 | MnROAD Thermal Couple Tree - Omega | 2005-09-22 |  | 30 | -1 | 6
64 | TC | 13 | MnROAD Thermal Couple Tree - Omega | 2005-09-22 |  | 30 | -1 | 12
64 | TC | 14 | MnROAD Thermal Couple Tree - Omega | 2005-09-22 |  | 30 | -1 | 20.04
64 | TC | 15 | MnROAD Thermal Couple Tree - Omega | 2005-09-22 |  | 30 | -1 | 36
64 | TC | 16 | MnROAD Thermal Couple Tree - Omega | 2005-09-22 |  | 30 | -1 | 48
64 | VW | 1 | Concrete Vibrating Wire Strain Gauge [low modulus] | 2005-09-27 |  | 12.5 | 0.23 | 6 | Longitudinal
64 | VW | 2 | Concrete Vibrating Wire Strain Gauge [low modulus] | 2005-09-27 |  | 48.3 | 0.17 | 5.04 | Longitudinal
64 | WM | 1 | Water Mark - Irrometer | 2005-09-21 |  | 15 | -1 | 0.96
64 | WM | 2 | Water Mark - Irrometer | 2005-09-21 |  | 15 | -1 | 3
64 | WM | 3 | Water Mark - Irrometer | 2005-09-21 |  | 15 | -1 | 6
64 | WM | 4 | Water Mark - Irrometer | 2005-09-21 |  | 15 | -1 | 12
64 | WM | 5 | Water Mark - Irrometer | 2005-09-21 |  | 15 | -1 | 20.04
64 | WM | 6 | Water Mark - Irrometer | 2005-09-21 |  | 15 | -1 | 36
64 | WM | 7 | Water Mark - Irrometer | 2005-09-21 |  | 30 | -1 | 0.96
64 | WM | 8 | Water Mark - Irrometer | 2005-09-21 |  | 30 | -1 | 3
64 | WM | 9 | Water Mark - Irrometer | 2005-09-21 |  | 30 | -1 | 6
64 | WM | 10 | Water Mark - Irrometer | 2005-09-21 |  | 30 | -1 | 12
64 | WM | 11 | Water Mark - Irrometer | 2005-09-21 |  | 30 | -1 | 20.04
64 | WM | 12 | Water Mark - Irrometer | 2005-09-21 |  | 30 | -1 | 36
64 | XV | 1 | Concrete Vibrating Wire Strain Gauge [low modulus] | 2005-09-27 |  | 12.5 | 0.23 | 6 | Longitudinal
64 | XV | 2 | Concrete Vibrating Wire Strain Gauge [low modulus] | 2005-09-27 |  | 48.3 | 0.17 | 5.04 | Longitudinal
70 | CE | 101 | Dynamic Strain Gauge | 2010-06-01 |  | 116718.67 | -11.7 | 10.02 | Longitudinal
70 | CE | 102 | Dynamic Strain Gauge | 2010-06-01 |  | 116718.66 | -10.8 | 9.84 | Longitudinal
70 | CE | 103 | Dynamic Strain Gauge | 2010-06-01 |  | 116718.6 | 10.5 | 9.684 | Longitudinal
70 | CE | 104 | Dynamic Strain Gauge | 2010-06-01 |  | 116718.61 | -10.17 | 9.636 | Longitudinal
70 | CE | 105 | Dynamic Strain Gauge | 2010-06-01 |  | 116718.6 | -9.94 | 9.624 | Longitudinal
70 | CE | 106 | Dynamic Strain Gauge | 2010-06-01 |  | 116723.55 | -10.35 | 9.456 | Longitudinal
70 | CE | 107 | Dynamic Strain Gauge | 2010-06-01 |  | 116723.77 | -10.22 | 9.3 | Angled
70 | CE | 108 | Dynamic Strain Gauge | 2010-06-01 |  | 116723.93 | -10.06 | 9.468 | Transverse
70 | CE | 109 | Dynamic Strain Gauge | 2010-06-01 |  | 116725.05 | -10.07 | 9.444 | Longitudinal
70 | CE | 110 | Dynamic Strain Gauge | 2010-06-01 |  | 116725.11 | -9.65 | 9.432 | Longitudinal
70 | CE | 111 | Dynamic Strain Gauge | 2010-06-01 |  | 116725.34 | -11.4 | 10.032 | Transverse
70 | CE | 112 | Dynamic Strain Gauge | 2010-06-01 |  | 116725.13 | -11.51 | 9.744 | Angled
70 | CE | 113 | Dynamic Strain Gauge | 2010-06-01 |  | 116725 | -11.7 | 9.612 | Longitudinal
70 | CE | 114 | Dynamic Strain Gauge | 2010-06-01 |  | 116733.44 | -11.87 | 9.9 | Longitudinal
70 | CE | 115 | Dynamic Strain Gauge | 2010-06-01 |  | 116733.53 | -10.89 | 9.708 | Longitudinal
70 | CE | 116 | Dynamic Strain Gauge | 2010-06-01 |  | 116733.52 | -10.58 | 9.66 | Longitudinal
70 | CE | 117 | Dynamic Strain Gauge | 2010-06-01 |  | 116733.57 | -10.28 | 9.54 | Longitudinal
70 | CE | 118 | Dynamic Strain Gauge | 2010-06-01 |  | 116733.6 | -9.95 | 9.6 | Longitudinal
70 | CE | 119 | Dynamic Strain Gauge | 2010-06-01 |  | 116738.37 | -10.64 | 9.9 | Longitudinal
70 | CE | 120 | Dynamic Strain Gauge | 2010-06-01 |  | 116738.65 | -10.53 | 9.768 | Angled
70 | CE | 121 | Dynamic Strain Gauge | 2010-06-01 |  | 116738.75 | -10.3 | 9.516 | Transverse
70 | CE | 122 | Dynamic Strain Gauge | 2010-06-01 |  | 116739.99 | -10.31 | 9.636 | Longitudinal
70 | CE | 123 | Dynamic Strain Gauge | 2010-06-01 |  | 116739.97 | -10.66 | 9.912 | Longitudinal
70 | CE | 124 | Dynamic Strain Gauge | 2010-06-01 |  | 116740.17 | -11.67 | 9.96 | Transverse
70 | CE | 125 | Dynamic Strain Gauge | 2010-06-01 |  | 116739.86 | -11.72 | 10.296 | Angled
70 | CE | 126 | Dynamic Strain Gauge | 2010-06-01 |  | 116739.89 | -11.92 | 10.164 | Longitudinal
70 | CT | 1 |  |  |  | 18530 | 28 | 48
70 | FW | 101 | Vibrating Wire Strain Gauge (frequency) | 2010-06-01 |  | 116673.6 | -11.73 | 9.6 | Longitudinal
70 | FW | 102 | Vibrating Wire Strain Gauge (frequency) | 2010-06-01 |  | 116673.5 | -11.75 | 5.46 | Longitudinal
70 | FW | 103 | Vibrating Wire Strain Gauge (frequency) | 2010-06-01 |  | 116673.5 | -6.79 | 9.024 | Longitudinal
70 | FW | 104 | Vibrating Wire Strain Gauge (frequency) | 2010-06-01 |  | 116673.5 | -6.76 | 5.388 | Longitudinal
70 | FW | 105 | Vibrating Wire Strain Gauge (frequency) | 2010-06-01 |  | 116673.7 | -0.93 | 8.952 | Longitudinal
70 | FW | 106 | Vibrating Wire Strain Gauge (frequency) | 2010-06-01 |  | 116673.4 | -0.98 | 5.376 | Longitudinal
70 | FW | 107 | Vibrating Wire Strain Gauge (frequency) | 2010-06-01 |  | 116680.8 | -6.75 | 8.928 | Transverse
70 | FW | 108 | Vibrating Wire Strain Gauge (frequency) | 2010-06-01 |  | 116680.7 | -6.58 | 4.836 | Transverse
70 | FW | 109 | Vibrating Wire Strain Gauge (frequency) | 2010-06-01 |  | 116680.2 | -11.94 | 9.204 | Angled
70 | FW | 110 | Vibrating Wire Strain Gauge (frequency) | 2010-06-01 |  | 116680 | -11.78 | 4.98 | Angled
70 | FW | 111 | Vibrating Wire Strain Gauge (frequency) | 2010-06-01 |  | 116681.2 | -6.56 | 7.872 | Longitudinal
70 | FW | 112 | Vibrating Wire Strain Gauge (frequency) | 2010-06-01 |  | 116681.3 | -6.63 | 5.184 | Longitudinal
70 | FW | 113 | Vibrating Wire Strain Gauge (frequency) | 2010-06-01 |  | 116688.8 | -1.04 | 9.024 | Longitudinal
70 | FW | 114 | Vibrating Wire Strain Gauge (frequency) | 2010-06-01 |  | 116688.4 | -0.93 | 5.208 | Longitudinal
70 | FW | 115 | Vibrating Wire Strain Gauge (frequency) | 2010-06-01 |  | 116688.5 | -6.33 | 8.28 | Longitudinal
70 | FW | 116 | Vibrating Wire Strain Gauge (frequency) | 2010-06-01 |  | 116688.4 | -6.5 | 4.8 | Longitudinal
70 | FW | 117 | Vibrating Wire Strain Gauge (frequency) | 2010-06-01 |  | 116688.6 | -12.59 | 8.34 | Transverse
70 | FW | 118 | Vibrating Wire Strain Gauge (frequency) | 2010-06-01 |  | 116688.6 | -12.59 | 5.016 | Transverse
70 | FW | 119 | Vibrating Wire Strain Gauge (frequency) | 2010-06-01 |  | 116695.1 | -12.08 | 8.964 | Angled
70 | FW | 120 | Vibrating Wire Strain Gauge (frequency) | 2010-06-01 |  | 116695.2 | -12.02 | 5.184 | Angled
70 | MH | 101 | Humidity/Temperature Sensor (SHT75, Sensirion) | 2010-06-01 |  | 116667.76 | -11.92 | 4.512 | Vertical
70 | MH | 102 | Humidity/Temperature Sensor (SHT75, Sensirion) | 2010-06-01 |  | 116667.76 | -11.92 | 7.012 | Vertical
70 | MH | 103 | Humidity/Temperature Sensor (SHT75, Sensirion) | 2010-06-01 |  | 116667.76 | -11.92 | 8.012 | Vertical
70 | MH | 104 | Humidity/Temperature Sensor (SHT75, Sensirion) | 2010-06-01 |  | 116667.76 | -11.92 | 9.512 | Vertical
70 | MH | 105 | Humidity/Temperature Sensor (SHT75, Sensirion) | 2010-06-01 |  | 116674.52 | -6.47 | 4.68 | Vertical
70 | MH | 106 | Humidity/Temperature Sensor (SHT75, Sensirion) | 2010-06-01 |  | 116674.52 | -6.47 | 7.18 | Vertical
70 | MH | 107 | Humidity/Temperature Sensor (SHT75, Sensirion) | 2010-06-01 |  | 116674.52 | -6.47 | 8.18 | Vertical
70 | MH | 108 | Humidity/Temperature Sensor (SHT75, Sensirion) | 2010-06-01 |  | 116674.52 | -6.47 | 9.68 | Vertical
70 | MH | 109 | Humidity/Temperature Sensor (SHT75, Sensirion) | 2010-06-01 |  | 116674.29 | -11.99 | 4.872 | Vertical
70 | MH | 110 | Humidity/Temperature Sensor (SHT75, Sensirion) | 2010-06-01 |  | 116674.29 | -11.99 | 7.372 | Vertical
70 | MH | 111 | Humidity/Temperature Sensor (SHT75, Sensirion) | 2010-06-01 |  | 116674.29 | -11.99 | 8.372 | Vertical
70 | MH | 112 | Humidity/Temperature Sensor (SHT75, Sensirion) | 2010-06-01 |  | 116674.29 | -11.99 | 9.872 | Vertical
70 | MH | 113 | Humidity/Temperature Sensor (SHT75, Sensirion) | 2010-06-01 |  | 116682.91 | -11.81 | 4.752 | Vertical
70 | MH | 114 | Humidity/Temperature Sensor (SHT75, Sensirion) | 2010-06-01 |  | 116682.91 | -11.81 | 7.252 | Vertical
70 | MH | 115 | Humidity/Temperature Sensor (SHT75, Sensirion) | 2010-06-01 |  | 116682.91 | -11.81 | 8.252 | Vertical
70 | MH | 116 | Humidity/Temperature Sensor (SHT75, Sensirion) | 2010-06-01 |  | 116682.91 | -11.81 | 9.752 | Vertical
70 | MH | 117 | Humidity/Temperature Sensor (SHT75, Sensirion) | 2010-06-01 |  | 116689.78 | -6.26 | 4.68 | Vertical
70 | MH | 118 | Humidity/Temperature Sensor (SHT75, Sensirion) | 2010-06-01 |  | 116689.78 | -6.26 | 7.18 | Vertical
70 | MH | 119 | Humidity/Temperature Sensor (SHT75, Sensirion) | 2010-06-01 |  | 116689.78 | -6.26 | 8.18 | Vertical
70 | MH | 120 | Humidity/Temperature Sensor (SHT75, Sensirion) | 2010-06-01 |  | 116689.78 | -6.26 | 9.68 | Vertical
70 | MH | 121 | Humidity/Temperature Sensor (SHT75, Sensirion) | 2010-06-01 |  | 116689.16 | -11.98 | 4.776 | Vertical
70 | MH | 122 | Humidity/Temperature Sensor (SHT75, Sensirion) | 2010-06-01 |  | 116689.16 | -11.98 | 7.276 | Vertical
70 | MH | 123 | Humidity/Temperature Sensor (SHT75, Sensirion) | 2010-06-01 |  | 116689.16 | -11.98 | 8.276 | Vertical
70 | MH | 124 | Humidity/Temperature Sensor (SHT75, Sensirion) | 2010-06-01 |  | 116689.16 | -11.98 | 9.776 | Vertical
70 | RW | 101 | Vibrating Wire Strain Gauge (resistance) | 2010-06-01 |  | 116673.6 | -11.73 | 9.6 | Longitudinal
70 | RW | 102 | Vibrating Wire Strain Gauge (resistance) | 2010-06-01 |  | 116673.5 | -11.75 | 5.46 | Longitudinal
70 | RW | 103 | Vibrating Wire Strain Gauge (resistance) | 2010-06-01 |  | 116673.5 | -6.79 | 9.024 | Longitudinal
70 | RW | 104 | Vibrating Wire Strain Gauge (resistance) | 2010-06-01 |  | 116673.5 | -6.76 | 5.388 | Longitudinal
70 | RW | 105 | Vibrating Wire Strain Gauge (resistance) | 2010-06-01 |  | 116673.7 | -0.93 | 8.952 | Longitudinal
70 | RW | 106 | Vibrating Wire Strain Gauge (resistance) | 2010-06-01 |  | 116673.4 | -0.98 | 5.376 | Longitudinal
70 | RW | 107 | Vibrating Wire Strain Gauge (resistance) | 2010-06-01 |  | 116680.8 | -6.75 | 8.928 | Transverse
70 | RW | 108 | Vibrating Wire Strain Gauge (resistance) | 2010-06-01 |  | 116680.7 | -6.58 | 4.836 | Transverse
70 | RW | 109 | Vibrating Wire Strain Gauge (resistance) | 2010-06-01 |  | 116680.2 | -11.94 | 9.204 | Angled
70 | RW | 110 | Vibrating Wire Strain Gauge (resistance) | 2010-06-01 |  | 116680 | -11.78 | 4.98 | Angled
70 | RW | 111 | Vibrating Wire Strain Gauge (resistance) | 2010-06-01 |  | 116681.2 | -6.56 | 7.872 | Longitudinal
70 | RW | 112 | Vibrating Wire Strain Gauge (resistance) | 2010-06-01 |  | 116681.3 | -6.63 | 5.184 | Longitudinal
70 | RW | 113 | Vibrating Wire Strain Gauge (resistance) | 2010-06-01 |  | 116688.8 | -1.04 | 9.024 | Longitudinal
70 | RW | 114 | Vibrating Wire Strain Gauge (resistance) | 2010-06-01 |  | 116688.4 | -0.93 | 5.208 | Longitudinal
70 | RW | 115 | Vibrating Wire Strain Gauge (resistance) | 2010-06-01 |  | 116688.5 | -6.33 | 8.28 | Longitudinal
70 | RW | 116 | Vibrating Wire Strain Gauge (resistance) | 2010-06-01 |  | 116688.4 | -6.5 | 4.8 | Longitudinal
70 | RW | 117 | Vibrating Wire Strain Gauge (resistance) | 2010-06-01 |  | 116688.6 | -12.59 | 8.34 | Transverse
70 | RW | 118 | Vibrating Wire Strain Gauge (resistance) | 2010-06-01 |  | 116688.6 | -12.59 | 5.016 | Transverse
70 | RW | 119 | Vibrating Wire Strain Gauge (resistance) | 2010-06-01 |  | 116695.1 | -12.08 | 8.964 | Angled
70 | RW | 120 | Vibrating Wire Strain Gauge (resistance) | 2010-06-01 |  | 116695.2 | -12.02 | 5.184 | Angled
70 | TC | 101 | Thermocouple | 2010-06-01 |  | 116666.7 | -11.92 | 0.5 | Vertical
70 | TC | 102 | Thermocouple | 2010-06-01 |  | 116666.7 | -11.92 | 1.5 | Vertical
70 | TC | 103 | Thermocouple | 2010-06-01 |  | 116666.7 | -11.92 | 2.5 | Vertical
70 | TC | 104 | Thermocouple | 2010-06-01 |  | 116666.7 | -11.92 | 3.75 | Vertical
70 | TC | 105 | Thermocouple | 2010-06-01 |  | 116666.7 | -11.92 | 4.25 | Vertical
70 | TC | 106 | Thermocouple | 2010-06-01 |  | 116666.7 | -11.92 | 6.25 | Vertical
70 | TC | 107 | Thermocouple | 2010-06-01 |  | 116666.7 | -11.92 | 8.25 | Vertical
70 | TC | 108 | Thermocouple | 2010-06-01 |  | 116666.7 | -11.92 | 9.25 | Vertical
70 | TC | 109 | Thermocouple | 2010-06-01 |  | 116666.7 | -11.92 | 13.25 | Vertical
70 | TC | 110 | Thermocouple | 2010-06-01 |  | 116666.7 | -11.92 | 17.25 | Vertical
70 | TC | 111 | Thermocouple | 2010-06-01 |  | 116666.7 | -11.92 | 20.25 | Vertical
70 | TC | 112 | Thermocouple | 2010-06-01 |  | 116666.7 | -11.92 | 26.25 | Vertical
70 | TC | 113 | Thermocouple | 2010-06-01 |  | 116672.21 | -6.56 | 0.5 | Vertical
70 | TC | 114 | Thermocouple | 2010-06-01 |  | 116672.21 | -6.56 | 1.5 | Vertical
70 | TC | 115 | Thermocouple | 2010-06-01 |  | 116672.21 | -6.56 | 2.5 | Vertical
70 | TC | 116 | Thermocouple | 2010-06-01 |  | 116672.21 | -6.56 | 3.75 | Vertical
70 | TC | 117 | Thermocouple | 2010-06-01 |  | 116672.21 | -6.56 | 4.25 | Vertical
70 | TC | 118 | Thermocouple | 2010-06-01 |  | 116672.21 | -6.56 | 6.25 | Vertical
70 | TC | 119 | Thermocouple | 2010-06-01 |  | 116672.21 | -6.56 | 8.25 | Vertical
70 | TC | 120 | Thermocouple | 2010-06-01 |  | 116672.21 | -6.56 | 9.25 | Vertical
70 | TC | 121 | Thermocouple | 2010-06-01 |  | 116672.21 | -6.56 | 13.25 | Vertical
70 | TC | 122 | Thermocouple | 2010-06-01 |  | 116672.21 | -6.56 | 17.25 | Vertical
70 | TC | 123 | Thermocouple | 2010-06-01 |  | 116672.21 | -6.56 | 20.25 | Vertical
70 | TC | 124 | Thermocouple | 2010-06-01 |  | 116672.21 | -6.56 | 26.25 | Vertical
70 | TC | 125 | Thermocouple | 2010-06-01 |  | 116672.28 | -11.73 | 0.5 | Vertical
70 | TC | 126 | Thermocouple | 2010-06-01 |  | 116672.28 | -11.73 | 1.5 | Vertical
70 | TC | 127 | Thermocouple | 2010-06-01 |  | 116672.28 | -11.73 | 2.5 | Vertical
70 | TC | 128 | Thermocouple | 2010-06-01 |  | 116672.28 | -11.73 | 3.75 | Vertical
70 | TC | 129 | Thermocouple | 2010-06-01 |  | 116672.28 | -11.73 | 4.25 | Vertical
70 | TC | 130 | Thermocouple | 2010-06-01 |  | 116672.28 | -11.73 | 6.25 | Vertical
70 | TC | 131 | Thermocouple | 2010-06-01 |  | 116672.28 | -11.73 | 8.25 | Vertical
70 | TC | 132 | Thermocouple | 2010-06-01 |  | 116672.28 | -11.73 | 9.25 | Vertical
70 | TC | 133 | Thermocouple | 2010-06-01 |  | 116672.28 | -11.73 | 13.25 | Vertical
70 | TC | 134 | Thermocouple | 2010-06-01 |  | 116672.28 | -11.73 | 17.25 | Vertical
70 | TC | 135 | Thermocouple | 2010-06-01 |  | 116672.28 | -11.73 | 20.25 | Vertical
70 | TC | 136 | Thermocouple | 2010-06-01 |  | 116672.28 | -11.73 | 26.25 | Vertical
70 | TC | 137 | Thermocouple | 2010-06-01 |  | 116681.71 | -11.88 | 0.5 | Vertical
70 | TC | 138 | Thermocouple | 2010-06-01 |  | 116681.71 | -11.88 | 1.5 | Vertical
70 | TC | 139 | Thermocouple | 2010-06-01 |  | 116681.71 | -11.88 | 2.5 | Vertical
70 | TC | 140 | Thermocouple | 2010-06-01 |  | 116681.71 | -11.88 | 3.75 | Vertical
70 | TC | 141 | Thermocouple | 2010-06-01 |  | 116681.71 | -11.88 | 4.25 | Vertical
70 | TC | 142 | Thermocouple | 2010-06-01 |  | 116681.71 | -11.88 | 6.25 | Vertical
70 | TC | 143 | Thermocouple | 2010-06-01 |  | 116681.71 | -11.88 | 8.25 | Vertical
70 | TC | 144 | Thermocouple | 2010-06-01 |  | 116681.71 | -11.88 | 9.25 | Vertical
70 | TC | 145 | Thermocouple | 2010-06-01 |  | 116681.71 | -11.88 | 13.25 | Vertical
70 | TC | 146 | Thermocouple | 2010-06-01 |  | 116681.71 | -11.88 | 17.25 | Vertical
70 | TC | 147 | Thermocouple | 2010-06-01 |  | 116681.71 | -11.88 | 20.25 | Vertical
70 | TC | 148 | Thermocouple | 2010-06-01 |  | 116681.71 | -11.88 | 26.25 | Vertical
70 | TC | 149 | Thermocouple | 2010-06-01 |  | 116687.57 | -6.67 | 0.5 | Vertical
70 | TC | 150 | Thermocouple | 2010-06-01 |  | 116687.57 | -6.67 | 1.5 | Vertical
70 | TC | 151 | Thermocouple | 2010-06-01 |  | 116687.57 | -6.67 | 2.5 | Vertical
70 | TC | 152 | Thermocouple | 2010-06-01 |  | 116687.57 | -6.67 | 3.952 | Vertical
70 | TC | 153 | Thermocouple | 2010-06-01 |  | 116687.57 | -6.67 | 4.452 | Vertical
70 | TC | 154 | Thermocouple | 2010-06-01 |  | 116687.57 | -6.67 | 6.452 | Vertical
70 | TC | 155 | Thermocouple | 2010-06-01 |  | 116687.57 | -6.67 | 8.452 | Vertical
70 | TC | 156 | Thermocouple | 2010-06-01 |  | 116687.57 | -6.67 | 9.452 | Vertical
70 | TC | 157 | Thermocouple | 2010-06-01 |  | 116687.57 | -6.67 | 13.452 | Vertical
70 | TC | 158 | Thermocouple | 2010-06-01 |  | 116687.57 | -6.67 | 17.452 | Vertical
70 | TC | 159 | Thermocouple | 2010-06-01 |  | 116687.57 | -6.67 | 20.452 | Vertical
70 | TC | 160 | Thermocouple | 2010-06-01 |  | 116687.57 | -6.67 | 26.452 | Vertical
70 | TC | 161 | Thermocouple | 2010-06-01 |  | 116687.32 | -11.67 | 0.5 | Vertical
70 | TC | 162 | Thermocouple | 2010-06-01 |  | 116687.32 | -11.67 | 1.5 | Vertical
70 | TC | 163 | Thermocouple | 2010-06-01 |  | 116687.32 | -11.67 | 2.5 | Vertical
70 | TC | 164 | Thermocouple | 2010-06-01 |  | 116687.32 | -11.67 | 4.036 | Vertical
70 | TC | 165 | Thermocouple | 2010-06-01 |  | 116687.32 | -11.67 | 4.536 | Vertical
70 | TC | 166 | Thermocouple | 2010-06-01 |  | 116687.32 | -11.67 | 6.536 | Vertical
70 | TC | 167 | Thermocouple | 2010-06-01 |  | 116687.32 | -11.67 | 8.536 | Vertical
70 | TC | 168 | Thermocouple | 2010-06-01 |  | 116687.32 | -11.67 | 9.536 | Vertical
70 | TC | 169 | Thermocouple | 2010-06-01 |  | 116687.32 | -11.67 | 13.536 | Vertical
70 | TC | 170 | Thermocouple | 2010-06-01 |  | 116687.32 | -11.67 | 17.536 | Vertical
70 | TC | 171 | Thermocouple | 2010-06-01 |  | 116687.32 | -11.67 | 20.536 | Vertical
70 | TC | 172 | Thermocouple | 2010-06-01 |  | 116687.32 | -11.67 | 36.536 | Vertical
70 | TH | 101 | (SHT75) Thermistor Sensor | 2010-06-01 |  | 116667.76 | -11.92 | 4.512 | Vertical
70 | TH | 102 | (SHT75) Thermistor Sensor | 2010-06-01 |  | 116667.76 | -11.92 | 7.012 | Vertical
70 | TH | 103 | (SHT75) Thermistor Sensor | 2010-06-01 |  | 116667.76 | -11.92 | 8.012 | Vertical
70 | TH | 104 | (SHT75) Thermistor Sensor | 2010-06-01 |  | 116667.76 | -11.92 | 9.512 | Vertical
70 | TH | 105 | (SHT75) Thermistor Sensor | 2010-06-01 |  | 116674.52 | -6.47 | 4.68 | Vertical
70 | TH | 106 | (SHT75) Thermistor Sensor | 2010-06-01 |  | 116674.52 | -6.47 | 7.18 | Vertical
70 | TH | 107 | (SHT75) Thermistor Sensor | 2010-06-01 |  | 116674.52 | -6.47 | 8.18 | Vertical
70 | TH | 108 | (SHT75) Thermistor Sensor | 2010-06-01 |  | 116674.52 | -6.47 | 9.68 | Vertical
70 | TH | 109 | (SHT75) Thermistor Sensor | 2010-06-01 |  | 116674.29 | -11.99 | 4.872 | Vertical
70 | TH | 110 | (SHT75) Thermistor Sensor | 2010-06-01 |  | 116674.29 | -11.99 | 7.372 | Vertical
70 | TH | 111 | (SHT75) Thermistor Sensor | 2010-06-01 |  | 116674.29 | -11.99 | 8.372 | Vertical
70 | TH | 112 | (SHT75) Thermistor Sensor | 2010-06-01 |  | 116674.29 | -11.99 | 9.872 | Vertical
70 | TH | 113 | (SHT75) Thermistor Sensor | 2010-06-01 |  | 116682.91 | -11.81 | 4.752 | Vertical
70 | TH | 114 | (SHT75) Thermistor Sensor | 2010-06-01 |  | 116682.91 | -11.81 | 7.252 | Vertical
70 | TH | 115 | (SHT75) Thermistor Sensor | 2010-06-01 |  | 116682.91 | -11.81 | 8.252 | Vertical
70 | TH | 116 | (SHT75) Thermistor Sensor | 2010-06-01 |  | 116682.91 | -11.81 | 9.752 | Vertical
70 | TH | 117 | (SHT75) Thermistor Sensor | 2010-06-01 |  | 116689.78 | -6.26 | 4.68 | Vertical
70 | TH | 118 | (SHT75) Thermistor Sensor | 2010-06-01 |  | 116689.78 | -6.26 | 7.18 | Vertical
70 | TH | 119 | (SHT75) Thermistor Sensor | 2010-06-01 |  | 116689.78 | -6.26 | 8.18 | Vertical
70 | TH | 120 | (SHT75) Thermistor Sensor | 2010-06-01 |  | 116689.78 | -6.26 | 9.68 | Vertical
70 | TH | 121 | (SHT75) Thermistor Sensor | 2010-06-01 |  | 116689.16 | -11.98 | 4.776 | Vertical
70 | TH | 122 | (SHT75) Thermistor Sensor | 2010-06-01 |  | 116689.16 | -11.98 | 7.276 | Vertical
70 | TH | 123 | (SHT75) Thermistor Sensor | 2010-06-01 |  | 116689.16 | -11.98 | 8.276 | Vertical
70 | TH | 124 | (SHT75) Thermistor Sensor | 2010-06-01 |  | 116689.16 | -11.98 | 9.776 | Vertical
70 | VW | 101 | Vibrating Wire Strain Gauge | 2010-06-01 |  | 116673.62 | -11.73 | 9.6 | Longitudinal
70 | VW | 102 | Vibrating Wire Strain Gauge | 2010-06-01 |  | 116673.54 | -11.75 | 5.46 | Longitudinal
70 | VW | 103 | Vibrating Wire Strain Gauge | 2010-06-01 |  | 116673.46 | -6.79 | 9.024 | Longitudinal
70 | VW | 104 | Vibrating Wire Strain Gauge | 2010-06-01 |  | 116673.46 | -6.76 | 5.388 | Longitudinal
70 | VW | 105 | Vibrating Wire Strain Gauge | 2010-06-01 |  | 116673.69 | -0.93 | 8.952 | Longitudinal
70 | VW | 106 | Vibrating Wire Strain Gauge | 2010-06-01 |  | 116673.42 | -0.98 | 5.376 | Longitudinal
70 | VW | 107 | Vibrating Wire Strain Gauge | 2010-06-01 |  | 116680.82 | -6.75 | 8.928 | Transverse
70 | VW | 108 | Vibrating Wire Strain Gauge | 2010-06-01 |  | 116680.7 | -6.58 | 4.836 | Transverse
70 | VW | 109 | Vibrating Wire Strain Gauge | 2010-06-01 |  | 116680.2 | -11.94 | 9.204 | Angled
70 | VW | 110 | Vibrating Wire Strain Gauge | 2010-06-01 |  | 116679.98 | -11.78 | 4.98 | Angled
70 | VW | 111 | Vibrating Wire Strain Gauge | 2010-06-01 |  | 116681.2 | -6.56 | 7.872 | Longitudinal
70 | VW | 112 | Vibrating Wire Strain Gauge | 2010-06-01 |  | 116681.27 | -6.63 | 5.184 | Longitudinal
70 | VW | 113 | Vibrating Wire Strain Gauge | 2010-06-01 |  | 116688.78 | -1.04 | 9.024 | Longitudinal
70 | VW | 114 | Vibrating Wire Strain Gauge | 2010-06-01 |  | 116688.42 | -0.93 | 5.208 | Longitudinal
70 | VW | 115 | Vibrating Wire Strain Gauge | 2010-06-01 |  | 116688.54 | -6.33 | 8.28 | Longitudinal
70 | VW | 116 | Vibrating Wire Strain Gauge | 2010-06-01 |  | 116688.4 | -6.5 | 4.8 | Longitudinal
70 | VW | 117 | Vibrating Wire Strain Gauge | 2010-06-01 |  | 116688.64 | -12.59 | 8.34 | Transverse
70 | VW | 118 | Vibrating Wire Strain Gauge | 2010-06-01 |  | 116688.6 | -12.59 | 5.016 | Transverse
70 | VW | 119 | Vibrating Wire Strain Gauge | 2010-06-01 |  | 116695.09 | -12.08 | 8.964 | Angled
70 | VW | 120 | Vibrating Wire Strain Gauge | 2010-06-01 |  | 116695.23 | -12.02 | 5.184 | Angled
70 | XV | 101 | Vibrating Wire Thermistor | 2010-06-01 |  | 116673.62 | -11.73 | 9.6 | Longitudinal
70 | XV | 102 | Vibrating Wire Thermistor | 2010-06-01 |  | 116673.54 | -11.75 | 5.46 | Longitudinal
70 | XV | 103 | Vibrating Wire Thermistor | 2010-06-01 |  | 116673.46 | -6.79 | 9.024 | Longitudinal
70 | XV | 104 | Vibrating Wire Thermistor | 2010-06-01 |  | 116673.46 | -6.76 | 5.388 | Longitudinal
70 | XV | 105 | Vibrating Wire Thermistor | 2010-06-01 |  | 116673.69 | -0.93 | 8.952 | Longitudinal
70 | XV | 106 | Vibrating Wire Thermistor | 2010-06-01 |  | 116673.42 | -0.98 | 5.376 | Longitudinal
70 | XV | 107 | Vibrating Wire Thermistor | 2010-06-01 |  | 116680.82 | -6.75 | 8.928 | Transverse
70 | XV | 108 | Vibrating Wire Thermistor | 2010-06-01 |  | 116680.7 | -6.58 | 4.836 | Transverse
70 | XV | 109 | Vibrating Wire Thermistor | 2010-06-01 |  | 116680.2 | -11.94 | 9.204 | Angled
70 | XV | 110 | Vibrating Wire Thermistor | 2010-06-01 |  | 116679.98 | -11.78 | 4.98 | Angled
70 | XV | 111 | Vibrating Wire Thermistor | 2010-06-01 |  | 116681.2 | -6.56 | 7.872 | Longitudinal
70 | XV | 112 | Vibrating Wire Thermistor | 2010-06-01 |  | 116681.27 | -6.63 | 5.184 | Longitudinal
70 | XV | 113 | Vibrating Wire Thermistor | 2010-06-01 |  | 116688.78 | -1.04 | 9.024 | Longitudinal
70 | XV | 114 | Vibrating Wire Thermistor | 2010-06-01 |  | 116688.42 | -0.93 | 5.208 | Longitudinal
70 | XV | 115 | Vibrating Wire Thermistor | 2010-06-01 |  | 116688.54 | -6.33 | 8.28 | Longitudinal
70 | XV | 116 | Vibrating Wire Thermistor | 2010-06-01 |  | 116688.4 | -6.5 | 4.8 | Longitudinal
70 | XV | 117 | Vibrating Wire Thermistor | 2010-06-01 |  | 116688.64 | -12.59 | 8.34 | Transverse
70 | XV | 118 | Vibrating Wire Thermistor | 2010-06-01 |  | 116688.6 | -12.59 | 5.016 | Transverse
70 | XV | 119 | Vibrating Wire Thermistor | 2010-06-01 |  | 116695.09 | -12.08 | 8.964 | Angled
70 | XV | 120 | Vibrating Wire Thermistor | 2010-06-01 |  | 116695.23 | -12.02 | 5.184 | Angled
71 | CE | 101 | Dynamic Strain Gauge | 2010-06-01 |  | 117105.47 | -11.57 | 9.132 | Longitudinal
71 | CE | 102 | Dynamic Strain Gauge | 2010-06-01 |  | 117105.47 | -11.57 | 1.382 | Longitudinal
71 | CE | 103 | Dynamic Strain Gauge | 2010-06-01 |  | 117105.56 | -10.72 | 9.468 | Longitudinal
71 | CE | 104 | Dynamic Strain Gauge | 2010-06-01 |  | 117105.56 | -10.72 | 1.718 | Longitudinal
71 | CE | 105 | Dynamic Strain Gauge | 2010-06-01 |  | 117105.53 | -10.5 | 9.504 | Longitudinal
71 | CE | 106 | Dynamic Strain Gauge | 2010-06-01 |  | 117105.53 | -10.5 | 1.754 | Longitudinal
71 | CE | 107 | Dynamic Strain Gauge | 2010-06-01 |  | 117105.51 | -9.97 | 9.48 | Longitudinal
71 | CE | 108 | Dynamic Strain Gauge | 2010-06-01 |  | 117105.51 | -9.97 | 1.73 | Longitudinal
71 | CE | 109 | Dynamic Strain Gauge | 2010-06-01 |  | 117105.53 | -9.7 | 9.264 | Longitudinal
71 | CE | 110 | Dynamic Strain Gauge | 2010-06-01 |  | 117105.53 | -9.7 | 1.514 | Longitudinal
71 | CE | 111 | Dynamic Strain Gauge | 2010-06-01 |  | 117110.74 | -9.85 | 9.144 | Longitudinal
71 | CE | 112 | Dynamic Strain Gauge | 2010-06-01 |  | 117110.74 | -9.85 | 1.394 | Longitudinal
71 | CE | 113 | Dynamic Strain Gauge | 2010-06-01 |  | 117110.55 | -10.02 | 9.336 | Angled
71 | CE | 114 | Dynamic Strain Gauge | 2010-06-01 |  | 117110.55 | -10.02 | 1.586 | Angled
71 | CE | 115 | Dynamic Strain Gauge | 2010-06-01 |  | 117110.46 | -10.2 | 9.252 | Transverse
71 | CE | 116 | Dynamic Strain Gauge | 2010-06-01 |  | 117110.46 | -10.2 | 1.502 | Transverse
71 | CE | 117 | Dynamic Strain Gauge | 2010-06-01 |  | 117110.47 | -11.52 | 8.892 | Longitudinal
71 | CE | 118 | Dynamic Strain Gauge | 2010-06-01 |  | 117110.47 | -11.52 | 1.142 | Longitudinal
71 | CE | 119 | Dynamic Strain Gauge | 2010-06-01 |  | 117110.86 | -11.48 | 9.3 | Longitudinal
71 | CE | 120 | Dynamic Strain Gauge | 2010-06-01 |  | 117110.86 | -11.48 | 1.55 | Longitudinal
71 | CE | 121 | Dynamic Strain Gauge | 2010-06-01 |  | 117111.34 | -11.53 | 9.528 | Longitudinal
71 | CE | 122 | Dynamic Strain Gauge | 2010-06-01 |  | 117111.34 | -11.53 | 1.778 | Longitudinal
71 | CE | 123 | Dynamic Strain Gauge | 2010-06-01 |  | 117112.21 | -11.24 | 9.54 | Transverse
71 | CE | 124 | Dynamic Strain Gauge | 2010-06-01 |  | 117112.21 | -11.24 | 1.79 | Transverse
71 | CE | 125 | Dynamic Strain Gauge | 2010-06-01 |  | 117112.04 | -11.44 | 9.576 | Angled
71 | CE | 126 | Dynamic Strain Gauge | 2010-06-01 |  | 117112.04 | -11.44 | 1.826 | Angled
71 | CE | 127 | Dynamic Strain Gauge | 2010-06-01 |  | 117111.99 | -11.51 | 9.48 | Longitudinal
71 | CE | 128 | Dynamic Strain Gauge | 2010-06-01 |  | 117111.99 | -11.51 | 1.73 | Longitudinal
71 | CE | 129 | Dynamic Strain Gauge | 2010-06-01 |  | 117120.55 | -11.44 | 9.12 | Longitudinal
71 | CE | 130 | Dynamic Strain Gauge | 2010-06-01 |  | 117120.55 | -11.44 | 1.37 | Longitudinal
71 | CE | 131 | Dynamic Strain Gauge | 2010-06-01 |  | 117120.38 | -10.66 | 9.144 | Longitudinal
71 | CE | 132 | Dynamic Strain Gauge | 2010-06-01 |  | 117120.38 | -10.66 | 1.394 | Longitudinal
71 | CE | 133 | Dynamic Strain Gauge | 2010-06-01 |  | 117120.53 | -10.45 | 8.856 | Longitudinal
71 | CE | 134 | Dynamic Strain Gauge | 2010-06-01 |  | 117120.53 | -10.45 | 1.106 | Longitudinal
71 | CE | 135 | Dynamic Strain Gauge | 2010-06-01 |  | 117120.49 | -10.06 | 8.928 | Longitudinal
71 | CE | 136 | Dynamic Strain Gauge | 2010-06-01 |  | 117120.49 | -10.06 | 1.178 | Longitudinal
71 | CE | 137 | Dynamic Strain Gauge | 2010-06-01 |  | 117120.54 | -9.79 | 9.012 | Longitudinal
71 | CE | 138 | Dynamic Strain Gauge | 2010-06-01 |  | 117120.54 | -9.79 | 1.262 | Longitudinal
71 | CE | 139 | Dynamic Strain Gauge | 2010-06-01 |  | 117125.22 | -10.19 | 8.796 | Longitudinal
71 | CE | 140 | Dynamic Strain Gauge | 2010-06-01 |  | 117125.22 | -10.19 | 1.046 | Longitudinal
71 | CE | 141 | Dynamic Strain Gauge | 2010-06-01 |  | 117125.55 | -10.03 | 8.832 | Angled
71 | CE | 142 | Dynamic Strain Gauge | 2010-06-01 |  | 117125.55 | -10.03 | 1.082 | Angled
71 | CE | 143 | Dynamic Strain Gauge | 2010-06-01 |  | 117125.68 | -9.98 | 8.796 | Transverse
71 | CE | 144 | Dynamic Strain Gauge | 2010-06-01 |  | 117125.68 | -9.98 | 1.046 | Transverse
71 | CE | 145 | Dynamic Strain Gauge | 2010-06-01 |  | 117125.31 | -11.57 | 9.048 | Longitudinal
71 | CE | 146 | Dynamic Strain Gauge | 2010-06-01 |  | 117125.31 | -11.57 | 1.298 | Longitudinal
71 | CE | 147 | Dynamic Strain Gauge | 2010-06-01 |  | 117125.8 | -11.59 | 8.94 | Longitudinal
71 | CE | 148 | Dynamic Strain Gauge | 2010-06-01 |  | 117125.8 | -11.59 | 1.19 | Longitudinal
71 | CE | 149 | Dynamic Strain Gauge | 2010-06-01 |  | 117126.33 | -11.59 | 8.904 | Longitudinal
71 | CE | 150 | Dynamic Strain Gauge | 2010-06-01 |  | 117126.33 | -11.59 | 1.154 | Longitudinal
71 | CE | 151 | Dynamic Strain Gauge | 2010-06-01 |  | 117127.14 | -11.36 | 8.58 | Transverse
71 | CE | 152 | Dynamic Strain Gauge | 2010-06-01 |  | 117127.14 | -11.36 | 0.83 | Transverse
71 | CE | 153 | Dynamic Strain Gauge | 2010-06-01 |  | 117126.95 | -11.49 | 8.604 | Angled
71 | CE | 154 | Dynamic Strain Gauge | 2010-06-01 |  | 117126.95 | -11.49 | 0.854 | Angled
71 | CE | 155 | Dynamic Strain Gauge | 2010-06-01 |  | 117126.8 | -11.59 | 8.712 | Longitudinal
71 | CE | 156 | Dynamic Strain Gauge | 2010-06-01 |  | 117126.8 | -11.59 | 0.962 | Longitudinal
71 | CT | 1 |  |  |  | 19540 | 28 | 48
71 | FW | 101 | Vibrating Wire Strain Gauge (frequency) | 2010-06-01 |  | 117060.5 | -11.53 | 8.5 | Longitudinal
71 | FW | 102 | Vibrating Wire Strain Gauge (frequency) | 2010-06-01 |  | 117060.6 | -11.58 | 4.5 | Longitudinal
71 | FW | 103 | Vibrating Wire Strain Gauge (frequency) | 2010-06-01 |  | 117060.6 | -11.58 | 1.5 | Longitudinal
71 | FW | 104 | Vibrating Wire Strain Gauge (frequency) | 2010-06-01 |  | 117060.4 | -5.94 | 8.076 | Longitudinal
71 | FW | 105 | Vibrating Wire Strain Gauge (frequency) | 2010-06-01 |  | 117060.5 | -5.96 | 4.07 | Longitudinal
71 | FW | 106 | Vibrating Wire Strain Gauge (frequency) | 2010-06-01 |  | 117060.5 | -5.96 | 1.07 | Longitudinal
71 | FW | 107 | Vibrating Wire Strain Gauge (frequency) | 2010-06-01 |  | 117060.4 | -0.31 | 8.196 | Longitudinal
71 | FW | 108 | Vibrating Wire Strain Gauge (frequency) | 2010-06-01 |  | 117060.4 | -0.45 | 4.2 | Longitudinal
71 | FW | 109 | Vibrating Wire Strain Gauge (frequency) | 2010-06-01 |  | 117060.4 | -0.45 | 1.2 | Longitudinal
71 | FW | 110 | Vibrating Wire Strain Gauge (frequency) | 2010-06-01 |  | 117067.5 | -6.09 | 8.82 | Transverse
71 | FW | 111 | Vibrating Wire Strain Gauge (frequency) | 2010-06-01 |  | 117067.5 | -5.98 | 4.82 | Transverse
71 | FW | 112 | Vibrating Wire Strain Gauge (frequency) | 2010-06-01 |  | 117067.5 | -5.98 | 1.82 | Transverse
71 | FW | 113 | Vibrating Wire Strain Gauge (frequency) | 2010-06-01 |  | 117067.2 | -11.1 | 8.868 | Angled
71 | FW | 114 | Vibrating Wire Strain Gauge (frequency) | 2010-06-01 |  | 117067.1 | -11.25 | 4.868 | Angled
71 | FW | 115 | Vibrating Wire Strain Gauge (frequency) | 2010-06-01 |  | 117067.1 | -11.25 | 1.868 | Angled
71 | FW | 116 | Vibrating Wire Strain Gauge (frequency) | 2010-06-01 |  | 117068.3 | -6 | 8 | Transverse
71 | FW | 117 | Vibrating Wire Strain Gauge (frequency) | 2010-06-01 |  | 117068.3 | -6 | 4 | Transverse
71 | FW | 118 | Vibrating Wire Strain Gauge (frequency) | 2010-06-01 |  | 117068.3 | -6 | 1 | Transverse
71 | FW | 119 | Vibrating Wire Strain Gauge (frequency) | 2010-06-01 |  | 117075.5 | -11.36 | 8.508 | Longitudinal
71 | FW | 120 | Vibrating Wire Strain Gauge (frequency) | 2010-06-01 |  | 117075.5 | -11.46 | 4.508 | Longitudinal
71 | FW | 121 | Vibrating Wire Strain Gauge (frequency) | 2010-06-01 |  | 117075.5 | -11.46 | 1.508 | Longitudinal
71 | FW | 122 | Vibrating Wire Strain Gauge (frequency) | 2010-06-01 |  | 117074.3 | -6.24 | 8.5 | Longitudinal
71 | FW | 123 | Vibrating Wire Strain Gauge (frequency) | 2010-06-01 |  | 117075.5 | -6.12 | 4.5 | Longitudinal
71 | FW | 124 | Vibrating Wire Strain Gauge (frequency) | 2010-06-01 |  | 117075.5 | -6.12 | 1.5 | Longitudinal
71 | FW | 125 | Vibrating Wire Strain Gauge (frequency) | 2010-06-01 |  | 117075.5 | -0.43 | 1.452 | Longitudinal
71 | FW | 126 | Vibrating Wire Strain Gauge (frequency) | 2010-06-01 |  | 117075.5 | -0.57 | 8.452 | Longitudinal
71 | FW | 127 | Vibrating Wire Strain Gauge (frequency) | 2010-06-01 |  | 117075.5 | -0.43 | 4.452 | Longitudinal
71 | FW | 128 | Vibrating Wire Strain Gauge (frequency) | 2010-06-01 |  | 117082 | -11.22 | 1.124 | Angled
71 | FW | 129 | Vibrating Wire Strain Gauge (frequency) | 2010-06-01 |  | 117082 | -11.2 | 8.124 | Angled
71 | FW | 130 | Vibrating Wire Strain Gauge (frequency) | 2010-06-01 |  | 117082 | -11.22 | 4.124 | Angled
71 | MH | 101 | Humidity/Temperature Sensor (SHT75, Sensirion) | 2010-06-01 |  | 117054.74 | -11.75 | 0.75 | Vertical
71 | MH | 102 | Humidity/Temperature Sensor (SHT75, Sensirion) | 2010-06-01 |  | 117054.74 | -11.75 | 1.75 | Vertical
71 | MH | 103 | Humidity/Temperature Sensor (SHT75, Sensirion) | 2010-06-01 |  | 117054.74 | -11.75 | 2.75 | Vertical
71 | MH | 104 | Humidity/Temperature Sensor (SHT75, Sensirion) | 2010-06-01 |  | 117054.74 | -11.75 | 3.75 | Vertical
71 | MH | 105 | Humidity/Temperature Sensor (SHT75, Sensirion) | 2010-06-01 |  | 117054.74 | -11.75 | 6.25 | Vertical
71 | MH | 106 | Humidity/Temperature Sensor (SHT75, Sensirion) | 2010-06-01 |  | 117054.74 | -11.75 | 7.25 | Vertical
71 | MH | 107 | Humidity/Temperature Sensor (SHT75, Sensirion) | 2010-06-01 |  | 117054.74 | -11.75 | 8.75 | Vertical
71 | MH | 108 | Humidity/Temperature Sensor (SHT75, Sensirion) | 2010-06-01 |  | 117061.57 | -6.02 | 0.75 | Vertical
71 | MH | 109 | Humidity/Temperature Sensor (SHT75, Sensirion) | 2010-06-01 |  | 117061.57 | -6.02 | 1.75 | Vertical
71 | MH | 110 | Humidity/Temperature Sensor (SHT75, Sensirion) | 2010-06-01 |  | 117061.57 | -6.02 | 2.75 | Vertical
71 | MH | 111 | Humidity/Temperature Sensor (SHT75, Sensirion) | 2010-06-01 |  | 117061.57 | -6.02 | 3.75 | Vertical
71 | MH | 112 | Humidity/Temperature Sensor (SHT75, Sensirion) | 2010-06-01 |  | 117061.57 | -6.02 | 6.25 | Vertical
71 | MH | 113 | Humidity/Temperature Sensor (SHT75, Sensirion) | 2010-06-01 |  | 117061.57 | -6.02 | 7.25 | Vertical
71 | MH | 114 | Humidity/Temperature Sensor (SHT75, Sensirion) | 2010-06-01 |  | 117061.57 | -6.02 | 8.75 | Vertical
71 | MH | 115 | Humidity/Temperature Sensor (SHT75, Sensirion) | 2010-06-01 |  | 117061.84 | -11.55 | 0.75 | Vertical
71 | MH | 116 | Humidity/Temperature Sensor (SHT75, Sensirion) | 2010-06-01 |  | 117061.84 | -11.55 | 1.75 | Vertical
71 | MH | 117 | Humidity/Temperature Sensor (SHT75, Sensirion) | 2010-06-01 |  | 117061.84 | -11.55 | 2.75 | Vertical
71 | MH | 118 | Humidity/Temperature Sensor (SHT75, Sensirion) | 2010-06-01 |  | 117061.84 | -11.55 | 3.75 | Vertical
71 | MH | 119 | Humidity/Temperature Sensor (SHT75, Sensirion) | 2010-06-01 |  | 117061.84 | -11.55 | 6.25 | Vertical
71 | MH | 120 | Humidity/Temperature Sensor (SHT75, Sensirion) | 2010-06-01 |  | 117061.84 | -11.55 | 7.25 | Vertical
71 | MH | 121 | Humidity/Temperature Sensor (SHT75, Sensirion) | 2010-06-01 |  | 117061.84 | -11.55 | 8.75 | Vertical
71 | MH | 122 | Humidity/Temperature Sensor (SHT75, Sensirion) | 2010-06-01 |  | 117069.53 | -11.55 | 0.75 | Vertical
71 | MH | 123 | Humidity/Temperature Sensor (SHT75, Sensirion) | 2010-06-01 |  | 117069.53 | -11.55 | 1.75 | Vertical
71 | MH | 124 | Humidity/Temperature Sensor (SHT75, Sensirion) | 2010-06-01 |  | 117069.53 | -11.55 | 2.75 | Vertical
71 | MH | 125 | Humidity/Temperature Sensor (SHT75, Sensirion) | 2010-06-01 |  | 117069.53 | -11.55 | 3.75 | Vertical
71 | MH | 126 | Humidity/Temperature Sensor (SHT75, Sensirion) | 2010-06-01 |  | 117069.53 | -11.55 | 6.25 | Vertical
71 | MH | 127 | Humidity/Temperature Sensor (SHT75, Sensirion) | 2010-06-01 |  | 117069.53 | -11.55 | 7.25 | Vertical
71 | MH | 128 | Humidity/Temperature Sensor (SHT75, Sensirion) | 2010-06-01 |  | 117069.53 | -11.55 | 8.75 | Vertical
71 | MH | 129 | Humidity/Temperature Sensor (SHT75, Sensirion) | 2010-06-01 |  | 117076.86 | -6.02 | 0.75 | Vertical
71 | MH | 130 | Humidity/Temperature Sensor (SHT75, Sensirion) | 2010-06-01 |  | 117076.86 | -6.02 | 1.75 | Vertical
71 | MH | 131 | Humidity/Temperature Sensor (SHT75, Sensirion) | 2010-06-01 |  | 117076.86 | -6.02 | 2.75 | Vertical
71 | MH | 132 | Humidity/Temperature Sensor (SHT75, Sensirion) | 2010-06-01 |  | 117076.86 | -6.02 | 3.75 | Vertical
71 | MH | 133 | Humidity/Temperature Sensor (SHT75, Sensirion) | 2010-06-01 |  | 117076.86 | -6.02 | 6.25 | Vertical
71 | MH | 134 | Humidity/Temperature Sensor (SHT75, Sensirion) | 2010-06-01 |  | 117076.86 | -6.02 | 7.25 | Vertical
71 | MH | 135 | Humidity/Temperature Sensor (SHT75, Sensirion) | 2010-06-01 |  | 117076.86 | -6.02 | 8.75 | Vertical
71 | MH | 136 | Humidity/Temperature Sensor (SHT75, Sensirion) | 2010-06-01 |  | 117076.73 | -11.46 | 0.75 | Vertical
71 | MH | 137 | Humidity/Temperature Sensor (SHT75, Sensirion) | 2010-06-01 |  | 117076.73 | -11.46 | 1.75 | Vertical
71 | MH | 138 | Humidity/Temperature Sensor (SHT75, Sensirion) | 2010-06-01 |  | 117076.73 | -11.46 | 2.75 | Vertical
71 | MH | 139 | Humidity/Temperature Sensor (SHT75, Sensirion) | 2010-06-01 |  | 117076.73 | -11.46 | 3.75 | Vertical
71 | MH | 140 | Humidity/Temperature Sensor (SHT75, Sensirion) | 2010-06-01 |  | 117076.73 | -11.46 | 6.25 | Vertical
71 | MH | 141 | Humidity/Temperature Sensor (SHT75, Sensirion) | 2010-06-01 |  | 117076.73 | -11.46 | 7.25 | Vertical
71 | MH | 142 | Humidity/Temperature Sensor (SHT75, Sensirion) | 2010-06-01 |  | 117076.73 | -11.46 | 8.75 | Vertical
71 | RW | 101 | Vibrating Wire Strain Gauge (resistance) | 2010-06-01 |  | 117060.5 | -11.53 | 8.5 | Longitudinal
71 | RW | 102 | Vibrating Wire Strain Gauge (resistance) | 2010-06-01 |  | 117060.6 | -11.58 | 4.5 | Longitudinal
71 | RW | 103 | Vibrating Wire Strain Gauge (resistance) | 2010-06-01 |  | 117060.6 | -11.58 | 1.5 | Longitudinal
71 | RW | 104 | Vibrating Wire Strain Gauge (resistance) | 2010-06-01 |  | 117060.4 | -5.94 | 8.076 | Longitudinal
71 | RW | 105 | Vibrating Wire Strain Gauge (resistance) | 2010-06-01 |  | 117060.5 | -5.96 | 4.07 | Longitudinal
71 | RW | 106 | Vibrating Wire Strain Gauge (resistance) | 2010-06-01 |  | 117060.5 | -5.96 | 1.07 | Longitudinal
71 | RW | 107 | Vibrating Wire Strain Gauge (resistance) | 2010-06-01 |  | 117060.4 | -0.31 | 8.196 | Longitudinal
71 | RW | 108 | Vibrating Wire Strain Gauge (resistance) | 2010-06-01 |  | 117060.4 | -0.45 | 4.2 | Longitudinal
71 | RW | 109 | Vibrating Wire Strain Gauge (resistance) | 2010-06-01 |  | 117060.4 | -0.45 | 1.2 | Longitudinal
71 | RW | 110 | Vibrating Wire Strain Gauge (resistance) | 2010-06-01 |  | 117067.5 | -6.09 | 8.82 | Transverse
71 | RW | 111 | Vibrating Wire Strain Gauge (resistance) | 2010-06-01 |  | 117067.5 | -5.98 | 4.82 | Transverse
71 | RW | 112 | Vibrating Wire Strain Gauge (resistance) | 2010-06-01 |  | 117067.5 | -5.98 | 1.82 | Transverse
71 | RW | 113 | Vibrating Wire Strain Gauge (resistance) | 2010-06-01 |  | 117067.2 | -11.1 | 8.868 | Angled
71 | RW | 114 | Vibrating Wire Strain Gauge (resistance) | 2010-06-01 |  | 117067.1 | -11.25 | 4.868 | Angled
71 | RW | 115 | Vibrating Wire Strain Gauge (resistance) | 2010-06-01 |  | 117067.1 | -11.25 | 1.868 | Angled
71 | RW | 116 | Vibrating Wire Strain Gauge (resistance) | 2010-06-01 |  | 117068.3 | -6 | 8 | Transverse
71 | RW | 117 | Vibrating Wire Strain Gauge (resistance) | 2010-06-01 |  | 117068.3 | -6 | 4 | Transverse
71 | RW | 118 | Vibrating Wire Strain Gauge (resistance) | 2010-06-01 |  | 117068.3 | -6 | 1 | Transverse
71 | RW | 119 | Vibrating Wire Strain Gauge (resistance) | 2010-06-01 |  | 117075.5 | -11.36 | 8.508 | Longitudinal
71 | RW | 120 | Vibrating Wire Strain Gauge (resistance) | 2010-06-01 |  | 117075.5 | -11.46 | 4.508 | Longitudinal
71 | RW | 121 | Vibrating Wire Strain Gauge (resistance) | 2010-06-01 |  | 117075.5 | -11.46 | 1.508 | Longitudinal
71 | RW | 122 | Vibrating Wire Strain Gauge (resistance) | 2010-06-01 |  | 117074.3 | -6.24 | 8.5 | Longitudinal
71 | RW | 123 | Vibrating Wire Strain Gauge (resistance) | 2010-06-01 |  | 117075.5 | -6.12 | 4.5 | Longitudinal
71 | RW | 124 | Vibrating Wire Strain Gauge (resistance) | 2010-06-01 |  | 117075.5 | -6.12 | 1.5 | Longitudinal
71 | RW | 125 | Vibrating Wire Strain Gauge (resistance) | 2010-06-01 |  | 117075.5 | -0.43 | 1.452 | Longitudinal
71 | RW | 126 | Vibrating Wire Strain Gauge (resistance) | 2010-06-01 |  | 117075.5 | -0.57 | 8.452 | Longitudinal
71 | RW | 127 | Vibrating Wire Strain Gauge (resistance) | 2010-06-01 |  | 117075.5 | -0.43 | 4.452 | Longitudinal
71 | RW | 128 | Vibrating Wire Strain Gauge (resistance) | 2010-06-01 |  | 117082 | -11.22 | 1.124 | Angled
71 | RW | 129 | Vibrating Wire Strain Gauge (resistance) | 2010-06-01 |  | 117082 | -11.2 | 8.124 | Angled
71 | RW | 130 | Vibrating Wire Strain Gauge (resistance) | 2010-06-01 |  | 117082 | -11.22 | 4.124 | Angled
71 | TC | 101 | Thermocouple | 2010-06-01 |  | 117053.65 | -11.85 | 0.75 | Vertical
71 | TC | 102 | Thermocouple | 2010-06-01 |  | 117053.65 | -11.85 | 1.75 | Vertical
71 | TC | 103 | Thermocouple | 2010-06-01 |  | 117053.65 | -11.85 | 2.75 | Vertical
71 | TC | 104 | Thermocouple | 2010-06-01 |  | 117053.65 | -11.85 | 3.75 | Vertical
71 | TC | 105 | Thermocouple | 2010-06-01 |  | 117053.65 | -11.85 | 4.25 | Vertical
71 | TC | 106 | Thermocouple | 2010-06-01 |  | 117053.65 | -11.85 | 6.25 | Vertical
71 | TC | 107 | Thermocouple | 2010-06-01 |  | 117053.65 | -11.85 | 8.25 | Vertical
71 | TC | 108 | Thermocouple | 2010-06-01 |  | 117053.65 | -11.85 | 9.25 | Vertical
71 | TC | 109 | Thermocouple | 2010-06-01 |  | 117053.65 | -11.85 | 13.25 | Vertical
71 | TC | 110 | Thermocouple | 2010-06-01 |  | 117053.65 | -11.85 | 17.25 | Vertical
71 | TC | 111 | Thermocouple | 2010-06-01 |  | 117053.65 | -11.85 | 20.25 | Vertical
71 | TC | 112 | Thermocouple | 2010-06-01 |  | 117053.65 | -11.85 | 26.25 | Vertical
71 | TC | 113 | Thermocouple | 2010-06-01 |  | 117059.48 | -6.28 | 0.75 | Vertical
71 | TC | 114 | Thermocouple | 2010-06-01 |  | 117059.48 | -6.28 | 1.75 | Vertical
71 | TC | 115 | Thermocouple | 2010-06-01 |  | 117059.48 | -6.28 | 2.75 | Vertical
71 | TC | 116 | Thermocouple | 2010-06-01 |  | 117059.48 | -6.28 | 3.75 | Vertical
71 | TC | 117 | Thermocouple | 2010-06-01 |  | 117059.48 | -6.28 | 4.25 | Vertical
71 | TC | 118 | Thermocouple | 2010-06-01 |  | 117059.48 | -6.28 | 6.25 | Vertical
71 | TC | 119 | Thermocouple | 2010-06-01 |  | 117059.48 | -6.28 | 8.25 | Vertical
71 | TC | 120 | Thermocouple | 2010-06-01 |  | 117059.48 | -6.28 | 9.25 | Vertical
71 | TC | 121 | Thermocouple | 2010-06-01 |  | 117059.48 | -6.28 | 13.25 | Vertical
71 | TC | 122 | Thermocouple | 2010-06-01 |  | 117059.48 | -6.28 | 17.25 | Vertical
71 | TC | 123 | Thermocouple | 2010-06-01 |  | 117059.48 | -6.28 | 20.25 | Vertical
71 | TC | 124 | Thermocouple | 2010-06-01 |  | 117059.48 | -6.28 | 26.25 | Vertical
71 | TC | 125 | Thermocouple | 2010-06-01 |  | 117059.72 | -11.68 | 0.75 | Vertical
71 | TC | 126 | Thermocouple | 2010-06-01 |  | 117059.72 | -11.68 | 1.75 | Vertical
71 | TC | 127 | Thermocouple | 2010-06-01 |  | 117059.72 | -11.68 | 2.75 | Vertical
71 | TC | 128 | Thermocouple | 2010-06-01 |  | 117059.72 | -11.68 | 3.75 | Vertical
71 | TC | 129 | Thermocouple | 2010-06-01 |  | 117059.72 | -11.68 | 4.25 | Vertical
71 | TC | 130 | Thermocouple | 2010-06-01 |  | 117059.72 | -11.68 | 6.25 | Vertical
71 | TC | 131 | Thermocouple | 2010-06-01 |  | 117059.72 | -11.68 | 8.25 | Vertical
71 | TC | 132 | Thermocouple | 2010-06-01 |  | 117059.72 | -11.68 | 9.25 | Vertical
71 | TC | 133 | Thermocouple | 2010-06-01 |  | 117059.72 | -11.68 | 13.25 | Vertical
71 | TC | 134 | Thermocouple | 2010-06-01 |  | 117059.72 | -11.68 | 17.25 | Vertical
71 | TC | 135 | Thermocouple | 2010-06-01 |  | 117059.72 | -11.68 | 20.25 | Vertical
71 | TC | 136 | Thermocouple | 2010-06-01 |  | 117059.72 | -11.68 | 26.25 | Vertical
71 | TC | 137 | Thermocouple | 2010-06-01 |  | 117068.5 | -11.7 | 0.75 | Vertical
71 | TC | 138 | Thermocouple | 2010-06-01 |  | 117068.5 | -11.7 | 1.75 | Vertical
71 | TC | 139 | Thermocouple | 2010-06-01 |  | 117068.5 | -11.7 | 2.75 | Vertical
71 | TC | 140 | Thermocouple | 2010-06-01 |  | 117068.5 | -11.7 | 3.75 | Vertical
71 | TC | 141 | Thermocouple | 2010-06-01 |  | 117068.5 | -11.7 | 4.25 | Vertical
71 | TC | 142 | Thermocouple | 2010-06-01 |  | 117068.5 | -11.7 | 6.25 | Vertical
71 | TC | 143 | Thermocouple | 2010-06-01 |  | 117068.5 | -11.7 | 8.25 | Vertical
71 | TC | 144 | Thermocouple | 2010-06-01 |  | 117068.5 | -11.7 | 9.25 | Vertical
71 | TC | 145 | Thermocouple | 2010-06-01 |  | 117068.5 | -11.7 | 13.25 | Vertical
71 | TC | 146 | Thermocouple | 2010-06-01 |  | 117068.5 | -11.7 | 17.25 | Vertical
71 | TC | 147 | Thermocouple | 2010-06-01 |  | 117068.5 | -11.7 | 20.25 | Vertical
71 | TC | 148 | Thermocouple | 2010-06-01 |  | 117068.5 | -11.7 | 26.25 | Vertical
71 | TC | 149 | Thermocouple | 2010-06-01 |  | 117074.48 | -6 | 0.75 | Vertical
71 | TC | 150 | Thermocouple | 2010-06-01 |  | 117074.48 | -6 | 1.75 | Vertical
71 | TC | 151 | Thermocouple | 2010-06-01 |  | 117074.48 | -6 | 2.75 | Vertical
71 | TC | 152 | Thermocouple | 2010-06-01 |  | 117074.48 | -6 | 3.75 | Vertical
71 | TC | 153 | Thermocouple | 2010-06-01 |  | 117074.48 | -6 | 4.25 | Vertical
71 | TC | 154 | Thermocouple | 2010-06-01 |  | 117074.48 | -6 | 6.25 | Vertical
71 | TC | 155 | Thermocouple | 2010-06-01 |  | 117074.48 | -6 | 8.25 | Vertical
71 | TC | 156 | Thermocouple | 2010-06-01 |  | 117074.48 | -6 | 9.25 | Vertical
71 | TC | 157 | Thermocouple | 2010-06-01 |  | 117074.48 | -6 | 13.25 | Vertical
71 | TC | 158 | Thermocouple | 2010-06-01 |  | 117074.48 | -6 | 17.25 | Vertical
71 | TC | 159 | Thermocouple | 2010-06-01 |  | 117074.48 | -6 | 20.25 | Vertical
71 | TC | 160 | Thermocouple | 2010-06-01 |  | 117074.48 | -6 | 26.25 | Vertical
71 | TC | 161 | Thermocouple | 2010-06-01 |  | 117074.48 | -11.49 | 0.75 | Vertical
71 | TC | 162 | Thermocouple | 2010-06-01 |  | 117074.48 | -11.49 | 1.75 | Vertical
71 | TC | 163 | Thermocouple | 2010-06-01 |  | 117074.48 | -11.49 | 2.75 | Vertical
71 | TC | 164 | Thermocouple | 2010-06-01 |  | 117074.48 | -11.49 | 3.75 | Vertical
71 | TC | 165 | Thermocouple | 2010-06-01 |  | 117074.48 | -11.49 | 4.25 | Vertical
71 | TC | 166 | Thermocouple | 2010-06-01 |  | 117074.48 | -11.49 | 6.25 | Vertical
71 | TC | 167 | Thermocouple | 2010-06-01 |  | 117074.48 | -11.49 | 8.25 | Vertical
71 | TC | 168 | Thermocouple | 2010-06-01 |  | 117074.48 | -11.49 | 9.25 | Vertical
71 | TC | 169 | Thermocouple | 2010-06-01 |  | 117074.48 | -11.49 | 13.25 | Vertical
71 | TC | 170 | Thermocouple | 2010-06-01 |  | 117074.48 | -11.49 | 17.25 | Vertical
71 | TC | 171 | Thermocouple | 2010-06-01 |  | 117074.48 | -11.49 | 20.25 | Vertical
71 | TC | 172 | Thermocouple | 2010-06-01 |  | 117074.48 | -11.49 | 26.25 | Vertical
71 | TC | 173 |  | 2010-06-01 |  | 117078.9 | -17.28 | 3 | Vertical
71 | TC | 174 | thermocouple | 2010-06-01 |  | 117078.9 | -17.28 | 9 | Vertical
71 | TC | 175 | thermocouple | 2010-06-01 |  | 117078.9 | -17.28 | 15 | Vertical
71 | TC | 176 | thermocouple | 2010-06-01 |  | 117078.9 | -17.28 | 27 | Vertical
71 | TC | 177 | thermocouple | 2010-06-01 |  | 117078.9 | -17.28 | 39 | Vertical
71 | TC | 178 | thermocouple | 2010-06-01 |  | 117078.9 | -17.28 | 51 | Vertical
71 | TC | 179 | thermocouple | 2010-06-01 |  | 117078.9 | -17.28 | 63 | Vertical
71 | TC | 180 | thermocouple | 2010-06-01 |  | 117078.9 | -17.28 | 75 | Vertical
71 | TH | 101 | (SHT75) Thermistor Sensor | 2010-06-01 |  | 117054.74 | -11.75 | 0.75 | Vertical
71 | TH | 102 | (SHT75) Thermistor Sensor | 2010-06-01 |  | 117054.74 | -11.75 | 1.75 | Vertical
71 | TH | 103 | (SHT75) Thermistor Sensor | 2010-06-01 |  | 117054.74 | -11.75 | 2.75 | Vertical
71 | TH | 104 | (SHT75) Thermistor Sensor | 2010-06-01 |  | 117054.74 | -11.75 | 3.75 | Vertical
71 | TH | 105 | (SHT75) Thermistor Sensor | 2010-06-01 |  | 117054.74 | -11.75 | 6.25 | Vertical
71 | TH | 106 | (SHT75) Thermistor Sensor | 2010-06-01 |  | 117054.74 | -11.75 | 7.25 | Vertical
71 | TH | 107 | (SHT75) Thermistor Sensor | 2010-06-01 |  | 117054.74 | -11.75 | 8.75 | Vertical
71 | TH | 108 | (SHT75) Thermistor Sensor | 2010-06-01 |  | 117061.57 | -6.02 | 0.75 | Vertical
71 | TH | 109 | (SHT75) Thermistor Sensor | 2010-06-01 |  | 117061.57 | -6.02 | 1.75 | Vertical
71 | TH | 110 | (SHT75) Thermistor Sensor | 2010-06-01 |  | 117061.57 | -6.02 | 2.75 | Vertical
71 | TH | 111 | (SHT75) Thermistor Sensor | 2010-06-01 |  | 117061.57 | -6.02 | 3.75 | Vertical
71 | TH | 112 | (SHT75) Thermistor Sensor | 2010-06-01 |  | 117061.57 | -6.02 | 6.25 | Vertical
71 | TH | 113 | (SHT75) Thermistor Sensor | 2010-06-01 |  | 117061.57 | -6.02 | 7.25 | Vertical
71 | TH | 114 | (SHT75) Thermistor Sensor | 2010-06-01 |  | 117061.57 | -6.02 | 8.75 | Vertical
71 | TH | 115 | (SHT75) Thermistor Sensor | 2010-06-01 |  | 117061.84 | -11.55 | 0.75 | Vertical
71 | TH | 116 | (SHT75) Thermistor Sensor | 2010-06-01 |  | 117061.84 | -11.55 | 1.75 | Vertical
71 | TH | 117 | (SHT75) Thermistor Sensor | 2010-06-01 |  | 117061.84 | -11.55 | 2.75 | Vertical
71 | TH | 118 | (SHT75) Thermistor Sensor | 2010-06-01 |  | 117061.84 | -11.55 | 3.75 | Vertical
71 | TH | 119 | (SHT75) Thermistor Sensor | 2010-06-01 |  | 117061.84 | -11.55 | 6.25 | Vertical
71 | TH | 120 | (SHT75) Thermistor Sensor | 2010-06-01 |  | 117061.84 | -11.55 | 7.25 | Vertical
71 | TH | 121 | (SHT75) Thermistor Sensor | 2010-06-01 |  | 117061.84 | -11.55 | 8.75 | Vertical
71 | TH | 122 | (SHT75) Thermistor Sensor | 2010-06-01 |  | 117069.53 | -11.55 | 0.75 | Vertical
71 | TH | 123 | (SHT75) Thermistor Sensor | 2010-06-01 |  | 117069.53 | -11.55 | 1.75 | Vertical
71 | TH | 124 | (SHT75) Thermistor Sensor | 2010-06-01 |  | 117069.53 | -11.55 | 2.75 | Vertical
71 | TH | 125 | (SHT75) Thermistor Sensor | 2010-06-01 |  | 117069.53 | -11.55 | 3.75 | Vertical
71 | TH | 126 | (SHT75) Thermistor Sensor | 2010-06-01 |  | 117069.53 | -11.55 | 6.25 | Vertical
71 | TH | 127 | (SHT75) Thermistor Sensor | 2010-06-01 |  | 117069.53 | -11.55 | 7.25 | Vertical
71 | TH | 128 | (SHT75) Thermistor Sensor | 2010-06-01 |  | 117069.53 | -11.55 | 8.75 | Vertical
71 | TH | 129 | (SHT75) Thermistor Sensor | 2010-06-01 |  | 117076.86 | -6.02 | 0.75 | Vertical
71 | TH | 130 | (SHT75) Thermistor Sensor | 2010-06-01 |  | 117076.86 | -6.02 | 1.75 | Vertical
71 | TH | 131 | (SHT75) Thermistor Sensor | 2010-06-01 |  | 117076.86 | -6.02 | 2.75 | Vertical
71 | TH | 132 | (SHT75) Thermistor Sensor | 2010-06-01 |  | 117076.86 | -6.02 | 3.75 | Vertical
71 | TH | 133 | (SHT75) Thermistor Sensor | 2010-06-01 |  | 117076.86 | -6.02 | 6.25 | Vertical
71 | TH | 134 | (SHT75) Thermistor Sensor | 2010-06-01 |  | 117076.86 | -6.02 | 7.25 | Vertical
71 | TH | 135 | (SHT75) Thermistor Sensor | 2010-06-01 |  | 117076.86 | -6.02 | 8.75 | Vertical
71 | TH | 136 | (SHT75) Thermistor Sensor | 2010-06-01 |  | 117076.73 | -11.46 | 0.75 | Vertical
71 | TH | 137 | (SHT75) Thermistor Sensor | 2010-06-01 |  | 117076.73 | -11.46 | 1.75 | Vertical
71 | TH | 138 | (SHT75) Thermistor Sensor | 2010-06-01 |  | 117076.73 | -11.46 | 2.75 | Vertical
71 | TH | 139 | (SHT75) Thermistor Sensor | 2010-06-01 |  | 117076.73 | -11.46 | 3.75 | Vertical
71 | TH | 140 | (SHT75) Thermistor Sensor | 2010-06-01 |  | 117076.73 | -11.46 | 6.25 | Vertical
71 | TH | 141 | (SHT75) Thermistor Sensor | 2010-06-01 |  | 117076.73 | -11.46 | 7.25 | Vertical
71 | TH | 142 | (SHT75) Thermistor Sensor | 2010-06-01 |  | 117076.73 | -11.46 | 8.75 | Vertical
71 | VW | 101 | Vibrating Wire Strain Gauge | 2010-06-01 |  | 117060.47 | -11.53 | 8.5 | Longitudinal
71 | VW | 102 | Vibrating Wire Strain Gauge | 2010-06-01 |  | 117060.55 | -11.58 | 4.5 | Longitudinal
71 | VW | 103 | Vibrating Wire Strain Gauge | 2010-06-01 |  | 117060.55 | -11.58 | 1.5 | Longitudinal
71 | VW | 104 | Vibrating Wire Strain Gauge | 2010-06-01 |  | 117060.38 | -5.94 | 8.076 | Longitudinal
71 | VW | 105 | Vibrating Wire Strain Gauge | 2010-06-01 |  | 117060.46 | -5.96 | 4.07 | Longitudinal
71 | VW | 106 | Vibrating Wire Strain Gauge | 2010-06-01 |  | 117060.46 | -5.96 | 1.07 | Longitudinal
71 | VW | 107 | Vibrating Wire Strain Gauge | 2010-06-01 |  | 117060.39 | -0.31 | 8.196 | Longitudinal
71 | VW | 108 | Vibrating Wire Strain Gauge | 2010-06-01 |  | 117060.37 | -0.45 | 4.2 | Longitudinal
71 | VW | 109 | Vibrating Wire Strain Gauge | 2010-06-01 |  | 117060.37 | -0.45 | 1.2 | Longitudinal
71 | VW | 110 | Vibrating Wire Strain Gauge | 2010-06-01 |  | 117067.51 | -6.09 | 8.82 | Transverse
71 | VW | 111 | Vibrating Wire Strain Gauge | 2010-06-01 |  | 117067.5 | -5.98 | 4.82 | Transverse
71 | VW | 112 | Vibrating Wire Strain Gauge | 2010-06-01 |  | 117067.5 | -5.98 | 1.82 | Transverse
71 | VW | 113 | Vibrating Wire Strain Gauge | 2010-06-01 |  | 117067.17 | -11.1 | 8.868 | Angled
71 | VW | 114 | Vibrating Wire Strain Gauge | 2010-06-01 |  | 117067.07 | -11.25 | 4.868 | Angled
71 | VW | 115 | Vibrating Wire Strain Gauge | 2010-06-01 |  | 117067.07 | -11.25 | 1.868 | Angled
71 | VW | 116 | Vibrating Wire Strain Gauge | 2010-06-01 |  | 117068.34 | -6 | 8 | Transverse
71 | VW | 117 | Vibrating Wire Strain Gauge | 2010-06-01 |  | 117068.34 | -6 | 4 | Transverse
71 | VW | 118 | Vibrating Wire Strain Gauge | 2010-06-01 |  | 117068.34 | -6 | 1 | Transverse
71 | VW | 119 | Vibrating Wire Strain Gauge | 2010-06-01 |  | 117075.47 | -11.36 | 8.508 | Longitudinal
71 | VW | 120 | Vibrating Wire Strain Gauge | 2010-06-01 |  | 117075.54 | -11.46 | 4.508 | Longitudinal
71 | VW | 121 | Vibrating Wire Strain Gauge | 2010-06-01 |  | 117075.54 | -11.46 | 1.508 | Longitudinal
71 | VW | 122 | Vibrating Wire Strain Gauge | 2010-06-01 |  | 117074.32 | -6.24 | 8.5 | Longitudinal
71 | VW | 123 | Vibrating Wire Strain Gauge | 2010-06-01 |  | 117075.48 | -6.12 | 4.5 | Longitudinal
71 | VW | 124 | Vibrating Wire Strain Gauge | 2010-06-01 |  | 117075.48 | -6.12 | 1.5 | Longitudinal
71 | VW | 125 | Vibrating Wire Strain Gauge | 2010-06-01 |  | 117075.49 | -0.43 | 1.452 | Longitudinal
71 | VW | 126 | Vibrating Wire Strain Gauge | 2010-06-01 |  | 117075.48 | -0.57 | 8.452 | Longitudinal
71 | VW | 127 | Vibrating Wire Strain Gauge | 2010-06-01 |  | 117075.49 | -0.43 | 4.452 | Longitudinal
71 | VW | 128 | Vibrating Wire Strain Gauge | 2010-06-01 |  | 117082.01 | -11.22 | 1.124 | Angled
71 | VW | 129 | Vibrating Wire Strain Gauge | 2010-06-01 |  | 117082 | -11.2 | 8.124 | Angled
71 | VW | 130 | Vibrating Wire Strain Gauge | 2010-06-01 |  | 117082.01 | -11.22 | 4.124 | Angled
71 | XV | 101 | Vibrating Wire Thermistor | 2010-06-01 |  | 117060.47 | -11.53 | 8.5 | Longitudinal
71 | XV | 102 | Vibrating Wire Thermistor | 2010-06-01 |  | 117060.55 | -11.58 | 4.5 | Longitudinal
71 | XV | 103 | Vibrating Wire Thermistor | 2010-06-01 |  | 117060.55 | -11.58 | 1.5 | Longitudinal
71 | XV | 104 | Vibrating Wire Thermistor | 2010-06-01 |  | 117060.38 | -5.94 | 8.076 | Longitudinal
71 | XV | 105 | Vibrating Wire Thermistor | 2010-06-01 |  | 117060.46 | -5.96 | 4.07 | Longitudinal
71 | XV | 106 | Vibrating Wire Thermistor | 2010-06-01 |  | 117060.46 | -5.96 | 1.07 | Longitudinal
71 | XV | 107 | Vibrating Wire Thermistor | 2010-06-01 |  | 117060.39 | -0.31 | 8.196 | Longitudinal
71 | XV | 108 | Vibrating Wire Thermistor | 2010-06-01 |  | 117060.37 | -0.45 | 4.2 | Longitudinal
71 | XV | 109 | Vibrating Wire Thermistor | 2010-06-01 |  | 117060.37 | -0.45 | 1.2 | Longitudinal
71 | XV | 110 | Vibrating Wire Thermistor | 2010-06-01 |  | 117067.51 | -6.09 | 8.82 | Transverse
71 | XV | 111 | Vibrating Wire Thermistor | 2010-06-01 |  | 117067.5 | -5.98 | 4.82 | Transverse
71 | XV | 112 | Vibrating Wire Thermistor | 2010-06-01 |  | 117067.5 | -5.98 | 1.82 | Transverse
71 | XV | 113 | Vibrating Wire Thermistor | 2010-06-01 |  | 117067.17 | -11.1 | 8.868 | Angled
71 | XV | 114 | Vibrating Wire Thermistor | 2010-06-01 |  | 117067.07 | -11.25 | 4.868 | Angled
71 | XV | 115 | Vibrating Wire Thermistor | 2010-06-01 |  | 117067.07 | -11.25 | 1.868 | Angled
71 | XV | 116 | Vibrating Wire Thermistor | 2010-06-01 |  | 117068.34 | -6 | 8 | Transverse
71 | XV | 117 | Vibrating Wire Thermistor | 2010-06-01 |  | 117068.34 | -6 | 4 | Transverse
71 | XV | 118 | Vibrating Wire Thermistor | 2010-06-01 |  | 117068.34 | -6 | 1 | Transverse
71 | XV | 119 | Vibrating Wire Thermistor | 2010-06-01 |  | 117075.47 | -11.36 | 8.508 | Longitudinal
71 | XV | 120 | Vibrating Wire Thermistor | 2010-06-01 |  | 117075.54 | -11.46 | 4.508 | Longitudinal
71 | XV | 121 | Vibrating Wire Thermistor | 2010-06-01 |  | 117075.54 | -11.46 | 1.508 | Longitudinal
71 | XV | 122 | Vibrating Wire Thermistor | 2010-06-01 |  | 117074.32 | -6.24 | 8.5 | Longitudinal
71 | XV | 123 | Vibrating Wire Thermistor | 2010-06-01 |  | 117075.48 | -6.12 | 4.5 | Longitudinal
71 | XV | 124 | Vibrating Wire Thermistor | 2010-06-01 |  | 117075.48 | -6.12 | 1.5 | Longitudinal
71 | XV | 125 | Vibrating Wire Thermistor | 2010-06-01 |  | 117075.49 | -0.43 | 1.452 | Longitudinal
71 | XV | 126 | Vibrating Wire Thermistor | 2010-06-01 |  | 117075.48 | -0.57 | 8.452 | Longitudinal
71 | XV | 127 | Vibrating Wire Thermistor | 2010-06-01 |  | 117075.49 | -0.43 | 4.452 | Longitudinal
71 | XV | 128 | Vibrating Wire Thermistor | 2010-06-01 |  | 117082.01 | -11.22 | 1.124 | Angled
71 | XV | 129 | Vibrating Wire Thermistor | 2010-06-01 |  | 117082 | -11.2 | 8.124 | Angled
71 | XV | 130 | Vibrating Wire Thermistor | 2010-06-01 |  | 117082.01 | -11.22 | 4.124 | Angled
72 | CE | 101 | Dynamic Strain Gauge | 2010-06-01 |  | 117615.48 | -11.65 | 9.192 | Longitudinal
72 | CE | 102 | Dynamic Strain Gauge | 2010-06-01 |  | 117615.48 | -11.65 | 1.442 | Longitudinal
72 | CE | 103 | Dynamic Strain Gauge | 2010-06-01 |  | 117615.43 | -10.71 | 9.108 | Longitudinal
72 | CE | 104 | Dynamic Strain Gauge | 2010-06-01 |  | 117615.43 | -10.71 | 1.358 | Longitudinal
72 | CE | 105 | Dynamic Strain Gauge | 2010-06-01 |  | 117615.47 | -10.36 | 9.144 | Longitudinal
72 | CE | 106 | Dynamic Strain Gauge | 2010-06-01 |  | 117615.47 | -10.36 | 1.394 | Longitudinal
72 | CE | 107 | Dynamic Strain Gauge | 2010-06-01 |  | 117615.39 | -9.98 | 9.252 | Longitudinal
72 | CE | 108 | Dynamic Strain Gauge | 2010-06-01 |  | 117615.39 | -9.98 | 1.502 | Longitudinal
72 | CE | 109 | Dynamic Strain Gauge | 2010-06-01 |  | 117615.39 | -9.73 | 9.156 | Longitudinal
72 | CE | 110 | Dynamic Strain Gauge | 2010-06-01 |  | 117615.39 | -9.73 | 1.406 | Longitudinal
72 | CE | 111 | Dynamic Strain Gauge | 2010-06-01 |  | 117620.65 | -9.96 | 9.132 | Longitudinal
72 | CE | 112 | Dynamic Strain Gauge | 2010-06-01 |  | 117620.65 | -9.96 | 1.382 | Longitudinal
72 | CE | 113 | Dynamic Strain Gauge | 2010-06-01 |  | 117620.56 | -10.1 | 8.796 | Angled
72 | CE | 114 | Dynamic Strain Gauge | 2010-06-01 |  | 117620.56 | -10.1 | 1.046 | Angled
72 | CE | 115 | Dynamic Strain Gauge | 2010-06-01 |  | 117620.39 | -10.22 | 9.012 | Transverse
72 | CE | 116 | Dynamic Strain Gauge | 2010-06-01 |  | 117620.39 | -10.22 | 1.262 | Transverse
72 | CE | 117 | Dynamic Strain Gauge | 2010-06-01 |  | 117620.2 | -11.65 | 8.664 | Longitudinal
72 | CE | 118 | Dynamic Strain Gauge | 2010-06-01 |  | 117620.2 | -11.65 | 0.914 | Longitudinal
72 | CE | 119 | Dynamic Strain Gauge | 2010-06-01 |  | 117620.62 | -11.62 | 8.604 | Longitudinal
72 | CE | 120 | Dynamic Strain Gauge | 2010-06-01 |  | 117620.62 | -11.62 | 0.854 | Longitudinal
72 | CE | 121 | Dynamic Strain Gauge | 2010-06-01 |  | 117621.42 | -11.57 | 9.036 | Longitudinal
72 | CE | 122 | Dynamic Strain Gauge | 2010-06-01 |  | 117621.42 | -11.57 | 1.286 | Longitudinal
72 | CE | 123 | Dynamic Strain Gauge | 2010-06-01 |  | 117622.14 | -11.14 | 9.132 | Transverse
72 | CE | 124 | Dynamic Strain Gauge | 2010-06-01 |  | 117622.14 | -11.14 | 1.382 | Transverse
72 | CE | 125 | Dynamic Strain Gauge | 2010-06-01 |  | 117622.1 | -11.35 | 9.072 | Angled
72 | CE | 126 | Dynamic Strain Gauge | 2010-06-01 |  | 117622.1 | -11.35 | 1.322 | Angled
72 | CE | 127 | Dynamic Strain Gauge | 2010-06-01 |  | 117621.98 | -11.51 | 9.3 | Longitudinal
72 | CE | 128 | Dynamic Strain Gauge | 2010-06-01 |  | 117621.98 | -11.51 | 1.55 | Longitudinal
72 | CE | 129 | Dynamic Strain Gauge | 2010-06-01 |  | 117630.44 | -11.61 | 8.808 | Longitudinal
72 | CE | 130 | Dynamic Strain Gauge | 2010-06-01 |  | 117630.44 | -11.61 | 1.058 | Longitudinal
72 | CE | 131 | Dynamic Strain Gauge | 2010-06-01 |  | 117630.49 | -10.7 | 9.096 | Longitudinal
72 | CE | 132 | Dynamic Strain Gauge | 2010-06-01 |  | 117630.49 | -10.7 | 1.346 | Longitudinal
72 | CE | 133 | Dynamic Strain Gauge | 2010-06-01 |  | 117630.46 | -10.41 | 8.904 | Longitudinal
72 | CE | 134 | Dynamic Strain Gauge | 2010-06-01 |  | 117630.46 | -10.41 | 1.154 | Longitudinal
72 | CE | 135 | Dynamic Strain Gauge | 2010-06-01 |  | 117630.4 | -9.97 | 8.94 | Longitudinal
72 | CE | 136 | Dynamic Strain Gauge | 2010-06-01 |  | 117630.4 | -9.97 | 1.19 | Longitudinal
72 | CE | 137 | Dynamic Strain Gauge | 2010-06-01 |  | 117630.49 | -9.69 | 8.976 | Longitudinal
72 | CE | 138 | Dynamic Strain Gauge | 2010-06-01 |  | 117630.49 | -9.69 | 1.226 | Longitudinal
72 | CE | 139 | Dynamic Strain Gauge | 2010-06-01 |  | 117635.71 | -9.86 | 8.808 | Longitudinal
72 | CE | 140 | Dynamic Strain Gauge | 2010-06-01 |  | 117635.71 | -9.86 | 1.058 | Longitudinal
72 | CE | 141 | Dynamic Strain Gauge | 2010-06-01 |  | 117635.47 | -9.98 | 8.76 | Transverse
72 | CE | 142 | Dynamic Strain Gauge | 2010-06-01 |  | 117635.47 | -9.98 | 1.01 | Transverse
72 | CE | 143 | Dynamic Strain Gauge | 2010-06-01 |  | 117635.42 | -10.23 | 8.436 | Angled
72 | CE | 144 | Dynamic Strain Gauge | 2010-06-01 |  | 117635.42 | -10.23 | 0.686 | Angled
72 | CE | 145 | Dynamic Strain Gauge | 2010-06-01 |  | 117635.2 | -11.6 | 8.652 | Longitudinal
72 | CE | 146 | Dynamic Strain Gauge | 2010-06-01 |  | 117635.2 | -11.6 | 0.902 | Longitudinal
72 | CE | 147 | Dynamic Strain Gauge | 2010-06-01 |  | 117635.81 | -11.58 | 8.808 | Longitudinal
72 | CE | 148 | Dynamic Strain Gauge | 2010-06-01 |  | 117635.81 | -11.58 | 1.058 | Longitudinal
72 | CE | 149 | Dynamic Strain Gauge | 2010-06-01 |  | 117636.39 | -11.59 | 8.832 | Longitudinal
72 | CE | 150 | Dynamic Strain Gauge | 2010-06-01 |  | 117636.39 | -11.59 | 1.082 | Longitudinal
72 | CE | 151 | Dynamic Strain Gauge | 2010-06-01 |  | 117637.1 | -11.14 | 9.24 | Transverse
72 | CE | 152 | Dynamic Strain Gauge | 2010-06-01 |  | 117637.1 | -11.14 | 1.49 | Transverse
72 | CE | 153 | Dynamic Strain Gauge | 2010-06-01 |  | 117637 | -11.36 | 9.276 | Angled
72 | CE | 154 | Dynamic Strain Gauge | 2010-06-01 |  | 117637 | -11.36 | 1.526 | Angled
72 | CE | 155 | Dynamic Strain Gauge | 2010-06-01 |  | 117636.83 | -11.63 | 9.216 | Longitudinal
72 | CE | 156 | Dynamic Strain Gauge | 2010-06-01 |  | 117636.83 | -11.63 | 1.466 | Longitudinal
72 | CT | 1 |  |  |  | 20635 | 28 | 48
72 | FW | 101 | Vibrating Wire Strain Gauge (frequency) | 2010-06-01 |  | 117570.4 | -11.74 | 8.328 | Longitudinal
72 | FW | 102 | Vibrating Wire Strain Gauge (frequency) | 2010-06-01 |  | 117570.5 | -11.68 | 4.328 | Longitudinal
72 | FW | 103 | Vibrating Wire Strain Gauge (frequency) | 2010-06-01 |  | 117570.5 | -11.68 | 1.328 | Longitudinal
72 | FW | 104 | Vibrating Wire Strain Gauge (frequency) | 2010-06-01 |  | 117570.4 | -5.71 | 8.452 | Longitudinal
72 | FW | 105 | Vibrating Wire Strain Gauge (frequency) | 2010-06-01 |  | 117570.5 | -5.75 | 4.452 | Longitudinal
72 | FW | 106 | Vibrating Wire Strain Gauge (frequency) | 2010-06-01 |  | 117570.5 | -5.75 | 1.452 | Longitudinal
72 | FW | 107 | Vibrating Wire Strain Gauge (frequency) | 2010-06-01 |  | 117570.5 | -0.34 | 8.25 | Longitudinal
72 | FW | 108 | Vibrating Wire Strain Gauge (frequency) | 2010-06-01 |  | 117570.5 | -0.34 | 4.25 | Longitudinal
72 | FW | 109 | Vibrating Wire Strain Gauge (frequency) | 2010-06-01 |  | 117570.5 | -0.34 | 1.25 | Longitudinal
72 | FW | 110 | Vibrating Wire Strain Gauge (frequency) | 2010-06-01 |  | 117577.6 | -5.92 | 8.652 | Transverse
72 | FW | 111 | Vibrating Wire Strain Gauge (frequency) | 2010-06-01 |  | 117577.6 | -5.92 | 4.652 | Transverse
72 | FW | 112 | Vibrating Wire Strain Gauge (frequency) | 2010-06-01 |  | 117577.6 | -5.92 | 1.652 | Transverse
72 | FW | 113 | Vibrating Wire Strain Gauge (frequency) | 2010-06-01 |  | 117577 | -11.24 | 8.244 | Angled
72 | FW | 114 | Vibrating Wire Strain Gauge (frequency) | 2010-06-01 |  | 117576.9 | -11.23 | 4.244 | Angled
72 | FW | 115 | Vibrating Wire Strain Gauge (frequency) | 2010-06-01 |  | 117576.9 | -11.23 | 1.244 | Angled
72 | FW | 116 | Vibrating Wire Strain Gauge (frequency) | 2010-06-01 |  | 117578.1 | -5.99 | 8.148 | Transverse
72 | FW | 117 | Vibrating Wire Strain Gauge (frequency) | 2010-06-01 |  | 117578.3 | -5.98 | 4.148 | Transverse
72 | FW | 118 | Vibrating Wire Strain Gauge (frequency) | 2010-06-01 |  | 117578.3 | -5.98 | 1.148 | Transverse
72 | FW | 119 | Vibrating Wire Strain Gauge (frequency) | 2010-06-01 |  | 117585.4 | -0.55 | 8.5 | Longitudinal
72 | FW | 120 | Vibrating Wire Strain Gauge (frequency) | 2010-06-01 |  | 117585.4 | -0.49 | 4.5 | Longitudinal
72 | FW | 121 | Vibrating Wire Strain Gauge (frequency) | 2010-06-01 |  | 117585.4 | -0.49 | 1.5 | Longitudinal
72 | FW | 122 | Vibrating Wire Strain Gauge (frequency) | 2010-06-01 |  | 117585.4 | -6.02 | 8.076 | Longitudinal
72 | FW | 123 | Vibrating Wire Strain Gauge (frequency) | 2010-06-01 |  | 117585.4 | -6.15 | 4.076 | Longitudinal
72 | FW | 124 | Vibrating Wire Strain Gauge (frequency) | 2010-06-01 |  | 117585.4 | -6.15 | 1.076 | Longitudinal
72 | FW | 125 | Vibrating Wire Strain Gauge (frequency) | 2010-06-01 |  | 117585.4 | -11.8 | 8.232 | Longitudinal
72 | FW | 126 | Vibrating Wire Strain Gauge (frequency) | 2010-06-01 |  | 117585.5 | -11.7 | 4.232 | Longitudinal
72 | FW | 127 | Vibrating Wire Strain Gauge (frequency) | 2010-06-01 |  | 117585.5 | -11.7 | 1.232 | Longitudinal
72 | FW | 128 | Vibrating Wire Strain Gauge (frequency) | 2010-06-01 |  | 117592.2 | -11.1 | 8.5 | Angled
72 | FW | 129 | Vibrating Wire Strain Gauge (frequency) | 2010-06-01 |  | 117592.1 | -11.13 | 4.5 | Angled
72 | FW | 130 | Vibrating Wire Strain Gauge (frequency) | 2010-06-01 |  | 117592.1 | -11.13 | 1.5 | Angled
72 | MH | 101 | Humidity/Temperature Sensor (SHT75, Sensirion) | 2010-06-01 |  | 117564.79 | -11.66 | 0.75 | Vertical
72 | MH | 102 | Humidity/Temperature Sensor (SHT75, Sensirion) | 2010-06-01 |  | 117564.79 | -11.66 | 1.75 | Vertical
72 | MH | 103 | Humidity/Temperature Sensor (SHT75, Sensirion) | 2010-06-01 |  | 117564.79 | -11.66 | 2.75 | Vertical
72 | MH | 104 | Humidity/Temperature Sensor (SHT75, Sensirion) | 2010-06-01 |  | 117564.79 | -11.66 | 3.75 | Vertical
72 | MH | 105 | Humidity/Temperature Sensor (SHT75, Sensirion) | 2010-06-01 |  | 117564.79 | -11.66 | 6.25 | Vertical
72 | MH | 106 | Humidity/Temperature Sensor (SHT75, Sensirion) | 2010-06-01 |  | 117564.79 | -11.66 | 7.25 | Vertical
72 | MH | 107 | Humidity/Temperature Sensor (SHT75, Sensirion) | 2010-06-01 |  | 117564.79 | -11.66 | 8.75 | Vertical
72 | MH | 108 | Humidity/Temperature Sensor (SHT75, Sensirion) | 2010-06-01 |  | 117571.67 | -5.63 | 0.75 | Vertical
72 | MH | 109 | Humidity/Temperature Sensor (SHT75, Sensirion) | 2010-06-01 |  | 117571.67 | -5.63 | 1.75 | Vertical
72 | MH | 110 | Humidity/Temperature Sensor (SHT75, Sensirion) | 2010-06-01 |  | 117571.67 | -5.63 | 2.75 | Vertical
72 | MH | 111 | Humidity/Temperature Sensor (SHT75, Sensirion) | 2010-06-01 |  | 117571.67 | -5.63 | 3.75 | Vertical
72 | MH | 112 | Humidity/Temperature Sensor (SHT75, Sensirion) | 2010-06-01 |  | 117571.67 | -5.63 | 6.25 | Vertical
72 | MH | 113 | Humidity/Temperature Sensor (SHT75, Sensirion) | 2010-06-01 |  | 117571.67 | -5.63 | 7.25 | Vertical
72 | MH | 114 | Humidity/Temperature Sensor (SHT75, Sensirion) | 2010-06-01 |  | 117571.67 | -5.63 | 8.75 | Vertical
72 | MH | 115 | Humidity/Temperature Sensor (SHT75, Sensirion) | 2010-06-01 |  | 117571.52 | -11.65 | 0.75 | Vertical
72 | MH | 116 | Humidity/Temperature Sensor (SHT75, Sensirion) | 2010-06-01 |  | 117571.52 | -11.65 | 1.75 | Vertical
72 | MH | 117 | Humidity/Temperature Sensor (SHT75, Sensirion) | 2010-06-01 |  | 117571.52 | -11.65 | 2.75 | Vertical
72 | MH | 118 | Humidity/Temperature Sensor (SHT75, Sensirion) | 2010-06-01 |  | 117571.52 | -11.65 | 3.75 | Vertical
72 | MH | 119 | Humidity/Temperature Sensor (SHT75, Sensirion) | 2010-06-01 |  | 117571.52 | -11.65 | 6.25 | Vertical
72 | MH | 120 | Humidity/Temperature Sensor (SHT75, Sensirion) | 2010-06-01 |  | 117571.52 | -11.65 | 7.25 | Vertical
72 | MH | 121 | Humidity/Temperature Sensor (SHT75, Sensirion) | 2010-06-01 |  | 117571.52 | -11.65 | 8.75 | Vertical
72 | MH | 122 | Humidity/Temperature Sensor (SHT75, Sensirion) | 2010-06-01 |  | 117580.98 | -11.56 | 0.75 | Vertical
72 | MH | 123 | Humidity/Temperature Sensor (SHT75, Sensirion) | 2010-06-01 |  | 117580.98 | -11.56 | 1.75 | Vertical
72 | MH | 124 | Humidity/Temperature Sensor (SHT75, Sensirion) | 2010-06-01 |  | 117580.98 | -11.56 | 2.75 | Vertical
72 | MH | 125 | Humidity/Temperature Sensor (SHT75, Sensirion) | 2010-06-01 |  | 117580.98 | -11.56 | 3.75 | Vertical
72 | MH | 126 | Humidity/Temperature Sensor (SHT75, Sensirion) | 2010-06-01 |  | 117580.98 | -11.56 | 6.25 | Vertical
72 | MH | 127 | Humidity/Temperature Sensor (SHT75, Sensirion) | 2010-06-01 |  | 117580.98 | -11.56 | 7.25 | Vertical
72 | MH | 128 | Humidity/Temperature Sensor (SHT75, Sensirion) | 2010-06-01 |  | 117580.98 | -11.56 | 8.75 | Vertical
72 | MH | 129 | Humidity/Temperature Sensor (SHT75, Sensirion) | 2010-06-01 |  | 117586.52 | -5.75 | 0.75 | Vertical
72 | MH | 130 | Humidity/Temperature Sensor (SHT75, Sensirion) | 2010-06-01 |  | 117586.52 | -5.75 | 1.75 | Vertical
72 | MH | 131 | Humidity/Temperature Sensor (SHT75, Sensirion) | 2010-06-01 |  | 117586.52 | -5.75 | 2.75 | Vertical
72 | MH | 132 | Humidity/Temperature Sensor (SHT75, Sensirion) | 2010-06-01 |  | 117586.52 | -5.75 | 3.75 | Vertical
72 | MH | 133 | Humidity/Temperature Sensor (SHT75, Sensirion) | 2010-06-01 |  | 117586.52 | -5.75 | 6.25 | Vertical
72 | MH | 134 | Humidity/Temperature Sensor (SHT75, Sensirion) | 2010-06-01 |  | 117586.52 | -5.75 | 7.25 | Vertical
72 | MH | 135 | Humidity/Temperature Sensor (SHT75, Sensirion) | 2010-06-01 |  | 117586.52 | -5.75 | 8.75 | Vertical
72 | MH | 136 | Humidity/Temperature Sensor (SHT75, Sensirion) | 2010-06-01 |  | 117586.43 | -11.75 | 0.75 | Vertical
72 | MH | 137 | Humidity/Temperature Sensor (SHT75, Sensirion) | 2010-06-01 |  | 117586.43 | -11.75 | 1.75 | Vertical
72 | MH | 138 | Humidity/Temperature Sensor (SHT75, Sensirion) | 2010-06-01 |  | 117586.43 | -11.75 | 2.75 | Vertical
72 | MH | 139 | Humidity/Temperature Sensor (SHT75, Sensirion) | 2010-06-01 |  | 117586.43 | -11.75 | 3.75 | Vertical
72 | MH | 140 | Humidity/Temperature Sensor (SHT75, Sensirion) | 2010-06-01 |  | 117586.43 | -11.75 | 6.25 | Vertical
72 | MH | 141 | Humidity/Temperature Sensor (SHT75, Sensirion) | 2010-06-01 |  | 117586.43 | -11.75 | 7.25 | Vertical
72 | MH | 142 | Humidity/Temperature Sensor (SHT75, Sensirion) | 2010-06-01 |  | 117586.43 | -11.75 | 8.75 | Vertical
72 | RW | 101 | Vibrating Wire Strain Gauge (resistance) | 2010-06-01 |  | 117570.4 | -11.74 | 8.328 | Longitudinal
72 | RW | 102 | Vibrating Wire Strain Gauge (resistance) | 2010-06-01 |  | 117570.5 | -11.68 | 4.328 | Longitudinal
72 | RW | 103 | Vibrating Wire Strain Gauge (resistance) | 2010-06-01 |  | 117570.5 | -11.68 | 1.328 | Longitudinal
72 | RW | 104 | Vibrating Wire Strain Gauge (resistance) | 2010-06-01 |  | 117570.4 | -5.71 | 8.452 | Longitudinal
72 | RW | 105 | Vibrating Wire Strain Gauge (resistance) | 2010-06-01 |  | 117570.5 | -5.75 | 4.452 | Longitudinal
72 | RW | 106 | Vibrating Wire Strain Gauge (resistance) | 2010-06-01 |  | 117570.5 | -5.75 | 1.452 | Longitudinal
72 | RW | 107 | Vibrating Wire Strain Gauge (resistance) | 2010-06-01 |  | 117570.5 | -0.34 | 8.25 | Longitudinal
72 | RW | 108 | Vibrating Wire Strain Gauge (resistance) | 2010-06-01 |  | 117570.5 | -0.34 | 4.25 | Longitudinal
72 | RW | 109 | Vibrating Wire Strain Gauge (resistance) | 2010-06-01 |  | 117570.5 | -0.34 | 1.25 | Longitudinal
72 | RW | 110 | Vibrating Wire Strain Gauge (resistance) | 2010-06-01 |  | 117577.6 | -5.92 | 8.652 | Transverse
72 | RW | 111 | Vibrating Wire Strain Gauge (resistance) | 2010-06-01 |  | 117577.6 | -5.92 | 4.652 | Transverse
72 | RW | 112 | Vibrating Wire Strain Gauge (resistance) | 2010-06-01 |  | 117577.6 | -5.92 | 1.652 | Transverse
72 | RW | 113 | Vibrating Wire Strain Gauge (resistance) | 2010-06-01 |  | 117577 | -11.24 | 8.244 | Angled
72 | RW | 114 | Vibrating Wire Strain Gauge (resistance) | 2010-06-01 |  | 117576.9 | -11.23 | 4.244 | Angled
72 | RW | 115 | Vibrating Wire Strain Gauge (resistance) | 2010-06-01 |  | 117576.9 | -11.23 | 1.244 | Angled
72 | RW | 116 | Vibrating Wire Strain Gauge (resistance) | 2010-06-01 |  | 117578.1 | -5.99 | 8.148 | Transverse
72 | RW | 117 | Vibrating Wire Strain Gauge (resistance) | 2010-06-01 |  | 117578.3 | -5.98 | 4.148 | Transverse
72 | RW | 118 | Vibrating Wire Strain Gauge (resistance) | 2010-06-01 |  | 117578.3 | -5.98 | 1.148 | Transverse
72 | RW | 119 | Vibrating Wire Strain Gauge (resistance) | 2010-06-01 |  | 117585.4 | -0.55 | 8.5 | Longitudinal
72 | RW | 120 | Vibrating Wire Strain Gauge (resistance) | 2010-06-01 |  | 117585.4 | -0.49 | 4.5 | Longitudinal
72 | RW | 121 | Vibrating Wire Strain Gauge (resistance) | 2010-06-01 |  | 117585.4 | -0.49 | 1.5 | Longitudinal
72 | RW | 122 | Vibrating Wire Strain Gauge (resistance) | 2010-06-01 |  | 117585.4 | -6.02 | 8.076 | Longitudinal
72 | RW | 123 | Vibrating Wire Strain Gauge (resistance) | 2010-06-01 |  | 117585.4 | -6.15 | 4.076 | Longitudinal
72 | RW | 124 | Vibrating Wire Strain Gauge (resistance) | 2010-06-01 |  | 117585.4 | -6.15 | 1.076 | Longitudinal
72 | RW | 125 | Vibrating Wire Strain Gauge (resistance) | 2010-06-01 |  | 117585.4 | -11.8 | 8.232 | Longitudinal
72 | RW | 126 | Vibrating Wire Strain Gauge (resistance) | 2010-06-01 |  | 117585.5 | -11.7 | 4.232 | Longitudinal
72 | RW | 127 | Vibrating Wire Strain Gauge (resistance) | 2010-06-01 |  | 117585.5 | -11.7 | 1.232 | Longitudinal
72 | RW | 128 | Vibrating Wire Strain Gauge (resistance) | 2010-06-01 |  | 117592.2 | -11.1 | 8.5 | Angled
72 | RW | 129 | Vibrating Wire Strain Gauge (resistance) | 2010-06-01 |  | 117592.1 | -11.13 | 4.5 | Angled
72 | RW | 130 | Vibrating Wire Strain Gauge (resistance) | 2010-06-01 |  | 117592.1 | -11.13 | 1.5 | Angled
72 | TC | 101 | Thermocouple | 2010-06-01 |  | 117563.19 | -11.79 | 0.75 | Vertical
72 | TC | 102 | Thermocouple | 2010-06-01 |  | 117563.19 | -11.79 | 1.75 | Vertical
72 | TC | 103 | Thermocouple | 2010-06-01 |  | 117563.19 | -11.79 | 2.75 | Vertical
72 | TC | 104 | Thermocouple | 2010-06-01 |  | 117563.19 | -11.79 | 3.75 | Vertical
72 | TC | 105 | Thermocouple | 2010-06-01 |  | 117563.19 | -11.79 | 4.25 | Vertical
72 | TC | 106 | Thermocouple | 2010-06-01 |  | 117563.19 | -11.79 | 6.25 | Vertical
72 | TC | 107 | Thermocouple | 2010-06-01 |  | 117563.19 | -11.79 | 8.25 | Vertical
72 | TC | 108 | Thermocouple | 2010-06-01 |  | 117563.19 | -11.79 | 9.25 | Vertical
72 | TC | 109 | Thermocouple | 2010-06-01 |  | 117563.19 | -11.79 | 13.25 | Vertical
72 | TC | 110 | Thermocouple | 2010-06-01 |  | 117563.19 | -11.79 | 17.25 | Vertical
72 | TC | 111 | Thermocouple | 2010-06-01 |  | 117563.19 | -11.79 | 20.25 | Vertical
72 | TC | 112 | Thermocouple | 2010-06-01 |  | 117563.19 | -11.79 | 26.25 | Vertical
72 | TC | 113 | Thermocouple | 2010-06-01 |  | 117569.39 | -5.9 | 0.75 | Vertical
72 | TC | 114 | Thermocouple | 2010-06-01 |  | 117569.39 | -5.9 | 1.75 | Vertical
72 | TC | 115 | Thermocouple | 2010-06-01 |  | 117569.39 | -5.9 | 2.75 | Vertical
72 | TC | 116 | Thermocouple | 2010-06-01 |  | 117569.39 | -5.9 | 3.75 | Vertical
72 | TC | 117 | Thermocouple | 2010-06-01 |  | 117569.39 | -5.9 | 4.25 | Vertical
72 | TC | 118 | Thermocouple | 2010-06-01 |  | 117569.39 | -5.9 | 6.25 | Vertical
72 | TC | 119 | Thermocouple | 2010-06-01 |  | 117569.39 | -5.9 | 8.25 | Vertical
72 | TC | 120 | Thermocouple | 2010-06-01 |  | 117569.39 | -5.9 | 9.25 | Vertical
72 | TC | 121 | Thermocouple | 2010-06-01 |  | 117569.39 | -5.9 | 13.25 | Vertical
72 | TC | 122 | Thermocouple | 2010-06-01 |  | 117569.39 | -5.9 | 17.25 | Vertical
72 | TC | 123 | Thermocouple | 2010-06-01 |  | 117569.39 | -5.9 | 20.25 | Vertical
72 | TC | 124 | Thermocouple | 2010-06-01 |  | 117569.39 | -5.9 | 26.25 | Vertical
72 | TC | 125 | Thermocouple | 2010-06-01 |  | 117569.43 | -11.68 | 0.75 | Vertical
72 | TC | 126 | Thermocouple | 2010-06-01 |  | 117569.43 | -11.68 | 1.75 | Vertical
72 | TC | 127 | Thermocouple | 2010-06-01 |  | 117569.43 | -11.68 | 2.75 | Vertical
72 | TC | 128 | Thermocouple | 2010-06-01 |  | 117569.43 | -11.68 | 3.75 | Vertical
72 | TC | 129 | Thermocouple | 2010-06-01 |  | 117569.43 | -11.68 | 4.25 | Vertical
72 | TC | 130 | Thermocouple | 2010-06-01 |  | 117569.43 | -11.68 | 6.25 | Vertical
72 | TC | 131 | Thermocouple | 2010-06-01 |  | 117569.43 | -11.68 | 8.25 | Vertical
72 | TC | 132 | Thermocouple | 2010-06-01 |  | 117569.43 | -11.68 | 9.25 | Vertical
72 | TC | 133 | Thermocouple | 2010-06-01 |  | 117569.43 | -11.68 | 13.25 | Vertical
72 | TC | 134 | Thermocouple | 2010-06-01 |  | 117569.43 | -11.68 | 17.25 | Vertical
72 | TC | 135 | Thermocouple | 2010-06-01 |  | 117569.43 | -11.68 | 20.25 | Vertical
72 | TC | 136 | Thermocouple | 2010-06-01 |  | 117569.43 | -11.68 | 26.25 | Vertical
72 | TC | 137 | Thermocouple | 2010-06-01 |  | 117578.6 | -11.52 | 0.75 | Vertical
72 | TC | 138 | Thermocouple | 2010-06-01 |  | 117578.6 | -11.52 | 1.75 | Vertical
72 | TC | 139 | Thermocouple | 2010-06-01 |  | 117578.6 | -11.52 | 2.75 | Vertical
72 | TC | 140 | Thermocouple | 2010-06-01 |  | 117578.6 | -11.52 | 3.75 | Vertical
72 | TC | 141 | Thermocouple | 2010-06-01 |  | 117578.6 | -11.52 | 4.25 | Vertical
72 | TC | 142 | Thermocouple | 2010-06-01 |  | 117578.6 | -11.52 | 6.25 | Vertical
72 | TC | 143 | Thermocouple | 2010-06-01 |  | 117578.6 | -11.52 | 8.25 | Vertical
72 | TC | 144 | Thermocouple | 2010-06-01 |  | 117578.6 | -11.52 | 9.25 | Vertical
72 | TC | 145 | Thermocouple | 2010-06-01 |  | 117578.6 | -11.52 | 13.25 | Vertical
72 | TC | 146 | Thermocouple | 2010-06-01 |  | 117578.6 | -11.52 | 17.25 | Vertical
72 | TC | 147 | Thermocouple | 2010-06-01 |  | 117578.6 | -11.52 | 20.25 | Vertical
72 | TC | 148 | Thermocouple | 2010-06-01 |  | 117578.6 | -11.52 | 26.25 | Vertical
72 | TC | 149 | Thermocouple | 2010-06-01 |  | 117584.5 | -5.84 | 0.75 | Vertical
72 | TC | 150 | Thermocouple | 2010-06-01 |  | 117584.5 | -5.84 | 1.75 | Vertical
72 | TC | 151 | Thermocouple | 2010-06-01 |  | 117584.5 | -5.84 | 2.75 | Vertical
72 | TC | 152 | Thermocouple | 2010-06-01 |  | 117584.5 | -5.84 | 3.75 | Vertical
72 | TC | 153 | Thermocouple | 2010-06-01 |  | 117584.5 | -5.84 | 4.25 | Vertical
72 | TC | 154 | Thermocouple | 2010-06-01 |  | 117584.5 | -5.84 | 6.25 | Vertical
72 | TC | 155 | Thermocouple | 2010-06-01 |  | 117584.5 | -5.84 | 8.25 | Vertical
72 | TC | 156 | Thermocouple | 2010-06-01 |  | 117584.5 | -5.84 | 9.25 | Vertical
72 | TC | 157 | Thermocouple | 2010-06-01 |  | 117584.5 | -5.84 | 13.25 | Vertical
72 | TC | 158 | Thermocouple | 2010-06-01 |  | 117584.5 | -5.84 | 17.25 | Vertical
72 | TC | 159 | Thermocouple | 2010-06-01 |  | 117584.5 | -5.84 | 20.25 | Vertical
72 | TC | 160 | Thermocouple | 2010-06-01 |  | 117584.5 | -5.84 | 26.25 | Vertical
72 | TC | 161 | Thermocouple | 2010-06-01 |  | 117584.37 | -11.64 | 0.75 | Vertical
72 | TC | 162 | Thermocouple | 2010-06-01 |  | 117584.37 | -11.64 | 1.75 | Vertical
72 | TC | 163 | Thermocouple | 2010-06-01 |  | 117584.37 | -11.64 | 2.75 | Vertical
72 | TC | 164 | Thermocouple | 2010-06-01 |  | 117584.37 | -11.64 | 3.75 | Vertical
72 | TC | 165 | Thermocouple | 2010-06-01 |  | 117584.37 | -11.64 | 4.25 | Vertical
72 | TC | 166 | Thermocouple | 2010-06-01 |  | 117584.37 | -11.64 | 6.25 | Vertical
72 | TC | 167 | Thermocouple | 2010-06-01 |  | 117584.37 | -11.64 | 8.25 | Vertical
72 | TC | 168 | Thermocouple | 2010-06-01 |  | 117584.37 | -11.64 | 9.25 | Vertical
72 | TC | 169 | Thermocouple | 2010-06-01 |  | 117584.37 | -11.64 | 13.25 | Vertical
72 | TC | 170 | Thermocouple | 2010-06-01 |  | 117584.37 | -11.64 | 17.25 | Vertical
72 | TC | 171 | Thermocouple | 2010-06-01 |  | 117584.37 | -11.64 | 20.25 | Vertical
72 | TC | 172 | Thermocouple | 2010-06-01 |  | 117584.37 | -11.64 | 26.25 | Vertical
72 | TH | 101 | (SHT75) Thermistor Sensor | 2010-06-01 |  | 117564.79 | -11.66 | 0.75 | Vertical
72 | TH | 102 | (SHT75) Thermistor Sensor | 2010-06-01 |  | 117564.79 | -11.66 | 1.75 | Vertical
72 | TH | 103 | (SHT75) Thermistor Sensor | 2010-06-01 |  | 117564.79 | -11.66 | 2.75 | Vertical
72 | TH | 104 | (SHT75) Thermistor Sensor | 2010-06-01 |  | 117564.79 | -11.66 | 3.75 | Vertical
72 | TH | 105 | (SHT75) Thermistor Sensor | 2010-06-01 |  | 117564.79 | -11.66 | 6.25 | Vertical
72 | TH | 106 | (SHT75) Thermistor Sensor | 2010-06-01 |  | 117564.79 | -11.66 | 7.25 | Vertical
72 | TH | 107 | (SHT75) Thermistor Sensor | 2010-06-01 |  | 117564.79 | -11.66 | 8.75 | Vertical
72 | TH | 108 | (SHT75) Thermistor Sensor | 2010-06-01 |  | 117571.67 | -5.63 | 0.75 | Vertical
72 | TH | 109 | (SHT75) Thermistor Sensor | 2010-06-01 |  | 117571.67 | -5.63 | 1.75 | Vertical
72 | TH | 110 | (SHT75) Thermistor Sensor | 2010-06-01 |  | 117571.67 | -5.63 | 2.75 | Vertical
72 | TH | 111 | (SHT75) Thermistor Sensor | 2010-06-01 |  | 117571.67 | -5.63 | 3.75 | Vertical
72 | TH | 112 | (SHT75) Thermistor Sensor | 2010-06-01 |  | 117571.67 | -5.63 | 6.25 | Vertical
72 | TH | 113 | (SHT75) Thermistor Sensor | 2010-06-01 |  | 117571.67 | -5.63 | 7.25 | Vertical
72 | TH | 114 | (SHT75) Thermistor Sensor | 2010-06-01 |  | 117571.67 | -5.63 | 8.75 | Vertical
72 | TH | 115 | (SHT75) Thermistor Sensor | 2010-06-01 |  | 117571.52 | -11.65 | 0.75 | Vertical
72 | TH | 116 | (SHT75) Thermistor Sensor | 2010-06-01 |  | 117571.52 | -11.65 | 1.75 | Vertical
72 | TH | 117 | (SHT75) Thermistor Sensor | 2010-06-01 |  | 117571.52 | -11.65 | 2.75 | Vertical
72 | TH | 118 | (SHT75) Thermistor Sensor | 2010-06-01 |  | 117571.52 | -11.65 | 3.75 | Vertical
72 | TH | 119 | (SHT75) Thermistor Sensor | 2010-06-01 |  | 117571.52 | -11.65 | 6.25 | Vertical
72 | TH | 120 | (SHT75) Thermistor Sensor | 2010-06-01 |  | 117571.52 | -11.65 | 7.25 | Vertical
72 | TH | 121 | (SHT75) Thermistor Sensor | 2010-06-01 |  | 117571.52 | -11.65 | 8.75 | Vertical
72 | TH | 122 | (SHT75) Thermistor Sensor | 2010-06-01 |  | 117580.98 | -11.56 | 0.75 | Vertical
72 | TH | 123 | (SHT75) Thermistor Sensor | 2010-06-01 |  | 117580.98 | -11.56 | 1.75 | Vertical
72 | TH | 124 | (SHT75) Thermistor Sensor | 2010-06-01 |  | 117580.98 | -11.56 | 2.75 | Vertical
72 | TH | 125 | (SHT75) Thermistor Sensor | 2010-06-01 |  | 117580.98 | -11.56 | 3.75 | Vertical
72 | TH | 126 | (SHT75) Thermistor Sensor | 2010-06-01 |  | 117580.98 | -11.56 | 6.25 | Vertical
72 | TH | 127 | (SHT75) Thermistor Sensor | 2010-06-01 |  | 117580.98 | -11.56 | 7.25 | Vertical
72 | TH | 128 | (SHT75) Thermistor Sensor | 2010-06-01 |  | 117580.98 | -11.56 | 8.75 | Vertical
72 | TH | 129 | (SHT75) Thermistor Sensor | 2010-06-01 |  | 117586.52 | -5.75 | 0.75 | Vertical
72 | TH | 130 | (SHT75) Thermistor Sensor | 2010-06-01 |  | 117586.52 | -5.75 | 1.75 | Vertical
72 | TH | 131 | (SHT75) Thermistor Sensor | 2010-06-01 |  | 117586.52 | -5.75 | 2.75 | Vertical
72 | TH | 132 | (SHT75) Thermistor Sensor | 2010-06-01 |  | 117586.52 | -5.75 | 3.75 | Vertical
72 | TH | 133 | (SHT75) Thermistor Sensor | 2010-06-01 |  | 117586.52 | -5.75 | 6.25 | Vertical
72 | TH | 134 | (SHT75) Thermistor Sensor | 2010-06-01 |  | 117586.52 | -5.75 | 7.25 | Vertical
72 | TH | 135 | (SHT75) Thermistor Sensor | 2010-06-01 |  | 117586.52 | -5.75 | 8.75 | Vertical
72 | TH | 136 | (SHT75) Thermistor Sensor | 2010-06-01 |  | 117586.43 | -11.75 | 0.75 | Vertical
72 | TH | 137 | (SHT75) Thermistor Sensor | 2010-06-01 |  | 117586.43 | -11.75 | 1.75 | Vertical
72 | TH | 138 | (SHT75) Thermistor Sensor | 2010-06-01 |  | 117586.43 | -11.75 | 2.75 | Vertical
72 | TH | 139 | (SHT75) Thermistor Sensor | 2010-06-01 |  | 117586.43 | -11.75 | 3.75 | Vertical
72 | TH | 140 | (SHT75) Thermistor Sensor | 2010-06-01 |  | 117586.43 | -11.75 | 6.25 | Vertical
72 | TH | 141 | (SHT75) Thermistor Sensor | 2010-06-01 |  | 117586.43 | -11.75 | 7.25 | Vertical
72 | TH | 142 | (SHT75) Thermistor Sensor | 2010-06-01 |  | 117586.43 | -11.75 | 8.75 | Vertical
72 | VW | 101 | Vibrating Wire Strain Gauge | 2010-06-01 |  | 117570.44 | -11.74 | 8.328 | Longitudinal
72 | VW | 102 | Vibrating Wire Strain Gauge | 2010-06-01 |  | 117570.45 | -11.68 | 4.328 | Longitudinal
72 | VW | 103 | Vibrating Wire Strain Gauge | 2010-06-01 |  | 117570.45 | -11.68 | 1.328 | Longitudinal
72 | VW | 104 | Vibrating Wire Strain Gauge | 2010-06-01 |  | 117570.36 | -5.71 | 8.452 | Longitudinal
72 | VW | 105 | Vibrating Wire Strain Gauge | 2010-06-01 |  | 117570.49 | -5.75 | 4.452 | Longitudinal
72 | VW | 106 | Vibrating Wire Strain Gauge | 2010-06-01 |  | 117570.49 | -5.75 | 1.452 | Longitudinal
72 | VW | 107 | Vibrating Wire Strain Gauge | 2010-06-01 |  | 117570.49 | -0.34 | 8.25 | Longitudinal
72 | VW | 108 | Vibrating Wire Strain Gauge | 2010-06-01 |  | 117570.49 | -0.34 | 4.25 | Longitudinal
72 | VW | 109 | Vibrating Wire Strain Gauge | 2010-06-01 |  | 117570.49 | -0.34 | 1.25 | Longitudinal
72 | VW | 110 | Vibrating Wire Strain Gauge | 2010-06-01 |  | 117577.64 | -5.92 | 8.652 | Transverse
72 | VW | 111 | Vibrating Wire Strain Gauge | 2010-06-01 |  | 117577.61 | -5.92 | 4.652 | Transverse
72 | VW | 112 | Vibrating Wire Strain Gauge | 2010-06-01 |  | 117577.61 | -5.92 | 1.652 | Transverse
72 | VW | 113 | Vibrating Wire Strain Gauge | 2010-06-01 |  | 117576.98 | -11.24 | 8.244 | Angled
72 | VW | 114 | Vibrating Wire Strain Gauge | 2010-06-01 |  | 117576.85 | -11.23 | 4.244 | Angled
72 | VW | 115 | Vibrating Wire Strain Gauge | 2010-06-01 |  | 117576.85 | -11.23 | 1.244 | Angled
72 | VW | 116 | Vibrating Wire Strain Gauge | 2010-06-01 |  | 117578.13 | -5.99 | 8.148 | Transverse
72 | VW | 117 | Vibrating Wire Strain Gauge | 2010-06-01 |  | 117578.29 | -5.98 | 4.148 | Transverse
72 | VW | 118 | Vibrating Wire Strain Gauge | 2010-06-01 |  | 117578.29 | -5.98 | 1.148 | Transverse
72 | VW | 119 | Vibrating Wire Strain Gauge | 2010-06-01 |  | 117585.4 | -0.55 | 8.5 | Longitudinal
72 | VW | 120 | Vibrating Wire Strain Gauge | 2010-06-01 |  | 117585.38 | -0.49 | 4.5 | Longitudinal
72 | VW | 121 | Vibrating Wire Strain Gauge | 2010-06-01 |  | 117585.38 | -0.49 | 1.5 | Longitudinal
72 | VW | 122 | Vibrating Wire Strain Gauge | 2010-06-01 |  | 117585.4 | -6.02 | 8.076 | Longitudinal
72 | VW | 123 | Vibrating Wire Strain Gauge | 2010-06-01 |  | 117585.35 | -6.15 | 4.076 | Longitudinal
72 | VW | 124 | Vibrating Wire Strain Gauge | 2010-06-01 |  | 117585.35 | -6.15 | 1.076 | Longitudinal
72 | VW | 125 | Vibrating Wire Strain Gauge | 2010-06-01 |  | 117585.38 | -11.8 | 8.232 | Longitudinal
72 | VW | 126 | Vibrating Wire Strain Gauge | 2010-06-01 |  | 117585.47 | -11.7 | 4.232 | Longitudinal
72 | VW | 127 | Vibrating Wire Strain Gauge | 2010-06-01 |  | 117585.48 | -11.7 | 1.232 | Longitudinal
72 | VW | 128 | Vibrating Wire Strain Gauge | 2010-06-01 |  | 117592.17 | -11.1 | 8.5 | Angled
72 | VW | 129 | Vibrating Wire Strain Gauge | 2010-06-01 |  | 117592.08 | -11.13 | 4.5 | Angled
72 | VW | 130 | Vibrating Wire Strain Gauge | 2010-06-01 |  | 117592.08 | -11.13 | 1.5 | Angled
72 | XV | 101 | Vibrating Wire Thermistor | 2010-06-01 |  | 117570.44 | -11.74 | 8.328 | Longitudinal
72 | XV | 102 | Vibrating Wire Thermistor | 2010-06-01 |  | 117570.45 | -11.68 | 4.328 | Longitudinal
72 | XV | 103 | Vibrating Wire Thermistor | 2010-06-01 |  | 117570.45 | -11.68 | 1.328 | Longitudinal
72 | XV | 104 | Vibrating Wire Thermistor | 2010-06-01 |  | 117570.36 | -5.71 | 8.452 | Longitudinal
72 | XV | 105 | Vibrating Wire Thermistor | 2010-06-01 |  | 117570.49 | -5.75 | 4.452 | Longitudinal
72 | XV | 106 | Vibrating Wire Thermistor | 2010-06-01 |  | 117570.49 | -5.75 | 1.452 | Longitudinal
72 | XV | 107 | Vibrating Wire Thermistor | 2010-06-01 |  | 117570.49 | -0.34 | 8.25 | Longitudinal
72 | XV | 108 | Vibrating Wire Thermistor | 2010-06-01 |  | 117570.49 | -0.34 | 4.25 | Longitudinal
72 | XV | 109 | Vibrating Wire Thermistor | 2010-06-01 |  | 117570.49 | -0.34 | 1.25 | Longitudinal
72 | XV | 110 | Vibrating Wire Thermistor | 2010-06-01 |  | 117577.64 | -5.92 | 8.652 | Transverse
72 | XV | 111 | Vibrating Wire Thermistor | 2010-06-01 |  | 117577.61 | -5.92 | 4.652 | Transverse
72 | XV | 112 | Vibrating Wire Thermistor | 2010-06-01 |  | 117577.61 | -5.92 | 1.652 | Transverse
72 | XV | 113 | Vibrating Wire Thermistor | 2010-06-01 |  | 117576.98 | -11.24 | 8.244 | Angled
72 | XV | 114 | Vibrating Wire Thermistor | 2010-06-01 |  | 117576.85 | -11.23 | 4.244 | Angled
72 | XV | 115 | Vibrating Wire Thermistor | 2010-06-01 |  | 117576.85 | -11.23 | 1.244 | Angled
72 | XV | 116 | Vibrating Wire Thermistor | 2010-06-01 |  | 117578.13 | -5.99 | 8.148 | Transverse
72 | XV | 117 | Vibrating Wire Thermistor | 2010-06-01 |  | 117578.29 | -5.98 | 4.148 | Transverse
72 | XV | 118 | Vibrating Wire Thermistor | 2010-06-01 |  | 117578.29 | -5.98 | 1.148 | Transverse
72 | XV | 119 | Vibrating Wire Thermistor | 2010-06-01 |  | 117585.4 | -0.55 | 8.5 | Longitudinal
72 | XV | 120 | Vibrating Wire Thermistor | 2010-06-01 |  | 117585.38 | -0.49 | 4.5 | Longitudinal
72 | XV | 121 | Vibrating Wire Thermistor | 2010-06-01 |  | 117585.38 | -0.49 | 1.5 | Longitudinal
72 | XV | 122 | Vibrating Wire Thermistor | 2010-06-01 |  | 117585.4 | -6.02 | 8.076 | Longitudinal
72 | XV | 123 | Vibrating Wire Thermistor | 2010-06-01 |  | 117585.35 | -6.15 | 4.076 | Longitudinal
72 | XV | 124 | Vibrating Wire Thermistor | 2010-06-01 |  | 117585.35 | -6.15 | 1.076 | Longitudinal
72 | XV | 125 | Vibrating Wire Thermistor | 2010-06-01 |  | 117585.38 | -11.8 | 8.232 | Longitudinal
72 | XV | 126 | Vibrating Wire Thermistor | 2010-06-01 |  | 117585.47 | -11.7 | 4.232 | Longitudinal
72 | XV | 127 | Vibrating Wire Thermistor | 2010-06-01 |  | 117585.48 | -11.7 | 1.232 | Longitudinal
72 | XV | 128 | Vibrating Wire Thermistor | 2010-06-01 |  | 117592.17 | -11.1 | 8.5 | Angled
72 | XV | 129 | Vibrating Wire Thermistor | 2010-06-01 |  | 117592.08 | -11.13 | 4.5 | Angled
72 | XV | 130 | Vibrating Wire Thermistor | 2010-06-01 |  | 117592.08 | -11.13 | 1.5 | Angled
77 | EC | 101 | Decagon Moisture - 5TE | 2007-09-15 |  | 18769 | -6 | 6
77 | EC | 102 | Decagon Moisture - 5TE | 2007-09-15 |  | 18769 | -6 | 9
77 | EC | 103 | Decagon Moisture - 5TE | 2007-09-15 |  | 18769 | -6 | 12
77 | EC | 104 | Decagon Moisture - 5TE | 2007-09-15 |  | 18769 | -6 | 24
77 | EC | 105 | Decagon Moisture - 5TE | 2007-09-15 |  | 18769 | -6 | 36
77 | EC | 106 | Decagon Moisture - 5TE | 2007-09-15 |  | 18769 | -6 | 48
77 | EC | 107 | Decagon Moisture - 5TE | 2007-09-15 |  | 18769 | -6 | 60
77 | EC | 108 | Decagon Moisture - 5TE | 2007-09-15 |  | 18769 | -6 | 72
77 | ET | 101 | Decagon Moisture - 5TE (temperature) | 2007-09-15 |  | 18769 | -6 | 6
77 | ET | 102 | Decagon Moisture - 5TE (temperature) | 2007-09-15 |  | 18769 | -6 | 9
77 | ET | 103 | Decagon Moisture - 5TE (temperature) | 2007-09-15 |  | 18769 | -6 | 12
77 | ET | 104 | Decagon Moisture - 5TE (temperature) | 2007-09-15 |  | 18769 | -6 | 24
77 | ET | 105 | Decagon Moisture - 5TE (temperature) | 2007-09-15 |  | 18769 | -6 | 36
77 | ET | 106 | Decagon Moisture - 5TE (temperature) | 2007-09-15 |  | 18769 | -6 | 48
77 | ET | 107 | Decagon Moisture - 5TE (temperature) | 2007-09-15 |  | 18769 | -6 | 60
77 | ET | 108 | Decagon Moisture - 5TE (temperature) | 2007-09-15 |  | 18769 | -6 | 72
77 | EW | 101 | Decagon Moisture - 5TE (volumetric moisture content) | 2007-09-15 |  | 18769 | -6 | 6
77 | EW | 102 | Decagon Moisture - 5TE (volumetric moisture content) | 2007-09-15 |  | 18769 | -6 | 9
77 | EW | 103 | Decagon Moisture - 5TE (volumetric moisture content) | 2007-09-15 |  | 18769 | -6 | 12
77 | EW | 104 | Decagon Moisture - 5TE (volumetric moisture content) | 2007-09-15 |  | 18769 | -6 | 24
77 | EW | 105 | Decagon Moisture - 5TE (volumetric moisture content) | 2007-09-15 |  | 18769 | -6 | 36
77 | EW | 106 | Decagon Moisture - 5TE (volumetric moisture content) | 2007-09-15 |  | 18769 | -6 | 48
77 | EW | 107 | Decagon Moisture - 5TE (volumetric moisture content) | 2007-09-15 |  | 18769 | -6 | 60
77 | EW | 108 | Decagon Moisture - 5TE (volumetric moisture content) | 2007-09-15 |  | 18769 | -6 | 72
77 | LE | 1 | Dynamic Strain Gauge - CTL | 2007-09-15 |  | 18769 | -9.5 | 3.48 | Longitudinal
77 | LE | 2 | Dynamic Strain Gauge - CTL | 2007-09-15 |  | 18771 | -9.5 | 3.48 | Longitudinal
77 | LE | 9 | Dynamic Strain Gauge - CTL | 2007-09-15 |  | 18773 | -9.5 | 3.48 | Longitudinal
77 | PG | 1 | Dynamic Normal Pressure Gauge - Geokon 3500 | 2007-09-15 |  | 18733.5 | -9.5 | 12
77 | PG | 2 | Dynamic Normal Pressure Gauge - Geokon 3500 | 2007-09-15 |  | 18773 | -9.5 | 12
77 | PG | 3 | Dynamic Normal Pressure Gauge - Geokon 3500 | 2007-09-15 |  | 18777 | -9.5 | 12
77 | TC | 101 | MnROAD Thermal Couple Tree - Omega | 2007-09-15 |  | 18769 | -6 | 0.48
77 | TC | 102 | MnROAD Thermal Couple Tree - Omega | 2007-09-15 |  | 18769 | -6 | 1.56
77 | TC | 103 | MnROAD Thermal Couple Tree - Omega | 2007-09-15 |  | 18769 | -6 | 2.52
77 | TC | 104 | MnROAD Thermal Couple Tree - Omega | 2007-09-15 |  | 18769 | -6 | 3.48
77 | TC | 105 | MnROAD Thermal Couple Tree - Omega | 2007-09-15 |  | 18769 | -6 | 4.44
77 | TC | 106 | MnROAD Thermal Couple Tree - Omega | 2007-09-15 |  | 18769 | -6 | 6
77 | TC | 107 | MnROAD Thermal Couple Tree - Omega | 2007-09-15 |  | 18769 | -6 | 9
77 | TC | 108 | MnROAD Thermal Couple Tree - Omega | 2007-09-15 |  | 18769 | -6 | 12
77 | TC | 109 | MnROAD Thermal Couple Tree - Omega | 2007-09-15 |  | 18769 | -6 | 18
77 | TC | 110 | MnROAD Thermal Couple Tree - Omega | 2007-09-15 |  | 18769 | -6 | 24
77 | TC | 111 | MnROAD Thermal Couple Tree - Omega | 2007-09-15 |  | 18769 | -6 | 30
77 | TC | 112 | MnROAD Thermal Couple Tree - Omega | 2007-09-15 |  | 18769 | -6 | 36
77 | TC | 113 | MnROAD Thermal Couple Tree - Omega | 2007-09-15 |  | 18769 | -6 | 42
77 | TC | 114 | MnROAD Thermal Couple Tree - Omega | 2007-09-15 |  | 18769 | -6 | 48
77 | TC | 115 | MnROAD Thermal Couple Tree - Omega | 2007-09-15 |  | 18769 | -6 | 60
77 | TC | 116 | MnROAD Thermal Couple Tree - Omega | 2007-09-15 |  | 18769 | -6 | 72
77 | TE | 3 | Bituminous Transverse Embedment Strain Gauge | 2007-09-15 |  | 18777 | -9.5 | 3.48 | Transverse
77 | TE | 4 | Bituminous Transverse Embedment Strain Gauge | 2007-09-15 |  | 18779 | -9.5 | 3.48 | Transverse
77 | TE | 7 | Bituminous Transverse Embedment Strain Gauge | 2007-09-15 |  | 18781 | -9.5 | 3.48 | Transverse
78 | EC | 101 | Decagon Moisture - 5TE | 2007-09-15 |  | 19187 | -6 | 6
78 | EC | 102 | Decagon Moisture - 5TE | 2007-09-15 |  | 19187 | -6 | 9
78 | EC | 103 | Decagon Moisture - 5TE | 2007-09-15 |  | 19187 | -6 | 12
78 | EC | 104 | Decagon Moisture - 5TE | 2007-09-15 |  | 19187 | -6 | 24
78 | EC | 105 | Decagon Moisture - 5TE | 2007-09-15 |  | 19187 | -6 | 36
78 | EC | 106 | Decagon Moisture - 5TE | 2007-09-15 |  | 19187 | -6 | 48
78 | EC | 107 | Decagon Moisture - 5TE | 2007-09-15 |  | 19187 | -6 | 60
78 | EC | 108 | Decagon Moisture - 5TE | 2007-09-15 |  | 19187 | -6 | 72
78 | ET | 101 | Decagon Moisture - 5TE (temperature) | 2007-09-15 |  | 19187 | -6 | 6
78 | ET | 102 | Decagon Moisture - 5TE (temperature) | 2007-09-15 |  | 19187 | -6 | 9
78 | ET | 103 | Decagon Moisture - 5TE (temperature) | 2007-09-15 |  | 19187 | -6 | 12
78 | ET | 104 | Decagon Moisture - 5TE (temperature) | 2007-09-15 |  | 19187 | -6 | 24
78 | ET | 105 | Decagon Moisture - 5TE (temperature) | 2007-09-15 |  | 19187 | -6 | 36
78 | ET | 106 | Decagon Moisture - 5TE (temperature) | 2007-09-15 |  | 19187 | -6 | 48
78 | ET | 107 | Decagon Moisture - 5TE (temperature) | 2007-09-15 |  | 19187 | -6 | 60
78 | ET | 108 | Decagon Moisture - 5TE (temperature) | 2007-09-15 |  | 19187 | -6 | 72
78 | EW | 101 | Decagon Moisture - 5TE (volumetric moisture content) | 2007-09-15 |  | 19187 | -6 | 6
78 | EW | 102 | Decagon Moisture - 5TE (volumetric moisture content) | 2007-09-15 |  | 19187 | -6 | 9
78 | EW | 103 | Decagon Moisture - 5TE (volumetric moisture content) | 2007-09-15 |  | 19187 | -6 | 12
78 | EW | 104 | Decagon Moisture - 5TE (volumetric moisture content) | 2007-09-15 |  | 19187 | -6 | 24
78 | EW | 105 | Decagon Moisture - 5TE (volumetric moisture content) | 2007-09-15 |  | 19187 | -6 | 36
78 | EW | 106 | Decagon Moisture - 5TE (volumetric moisture content) | 2007-09-15 |  | 19187 | -6 | 48
78 | EW | 107 | Decagon Moisture - 5TE (volumetric moisture content) | 2007-09-15 |  | 19187 | -6 | 60
78 | EW | 108 | Decagon Moisture - 5TE (volumetric moisture content) | 2007-09-15 |  | 19187 | -6 | 72
78 | LE | 1 | Dynamic Strain Gauge - CTL | 2007-09-15 |  | 19160 | -9.5 | 3.48 | Longitudinal
78 | LE | 6 | Dynamic Strain Gauge - CTL | 2007-09-15 |  | 19162 | -9.5 | 3.48 | Longitudinal
78 | LE | 9 | Dynamic Strain Gauge - CTL | 2007-09-15 |  | 19164 | -9.5 | 3.48 | Longitudinal
78 | PG | 1 | Dynamic Normal Pressure Gauge - Geokon 3500 | 2007-09-15 |  | 19144 | -9.5 | 12
78 | PG | 2 | Dynamic Normal Pressure Gauge - Geokon 3500 | 2007-09-15 |  | 19146 | -9.5 | 12
78 | PG | 3 | Dynamic Normal Pressure Gauge - Geokon 3500 | 2007-09-15 |  | 19164.5 | -9.5 | 12
78 | TC | 101 | MnROAD Thermal Couple Tree - Omega | 2007-09-15 |  | 19187 | -6 | 0.48
78 | TC | 102 | MnROAD Thermal Couple Tree - Omega | 2007-09-15 |  | 19187 | -6 | 1.56
78 | TC | 103 | MnROAD Thermal Couple Tree - Omega | 2007-09-15 |  | 19187 | -6 | 2.52
78 | TC | 104 | MnROAD Thermal Couple Tree - Omega | 2007-09-15 |  | 19187 | -6 | 3.48
78 | TC | 105 | MnROAD Thermal Couple Tree - Omega | 2007-09-15 |  | 19187 | -6 | 4.44
78 | TC | 106 | MnROAD Thermal Couple Tree - Omega | 2007-09-15 |  | 19187 | -6 | 6
78 | TC | 107 | MnROAD Thermal Couple Tree - Omega | 2007-09-15 |  | 19187 | -6 | 9
78 | TC | 108 | MnROAD Thermal Couple Tree - Omega | 2007-09-15 |  | 19187 | -6 | 12
78 | TC | 109 | MnROAD Thermal Couple Tree - Omega | 2007-09-15 |  | 19187 | -6 | 18
78 | TC | 110 | MnROAD Thermal Couple Tree - Omega | 2007-09-15 |  | 19187 | -6 | 24
78 | TC | 111 | MnROAD Thermal Couple Tree - Omega | 2007-09-15 |  | 19187 | -6 | 30
78 | TC | 112 | MnROAD Thermal Couple Tree - Omega | 2007-09-15 |  | 19187 | -6 | 36
78 | TC | 113 | MnROAD Thermal Couple Tree - Omega | 2007-09-15 |  | 19187 | -6 | 42
78 | TC | 114 | MnROAD Thermal Couple Tree - Omega | 2007-09-15 |  | 19187 | -6 | 48
78 | TC | 115 | MnROAD Thermal Couple Tree - Omega | 2007-09-15 |  | 19187 | -6 | 60
78 | TC | 116 | MnROAD Thermal Couple Tree - Omega | 2007-09-15 |  | 19187 | -6 | 72
78 | TE | 3 | Bituminous Transverse Embedment Strain Gauge | 2007-09-15 |  | 19166 | -9.5 | 3.48 | Transverse
78 | TE | 4 | Bituminous Transverse Embedment Strain Gauge | 2007-09-15 |  | 19168 | -9.5 | 3.48 | Transverse
78 | TE | 7 | Bituminous Transverse Embedment Strain Gauge | 2007-09-15 |  | 19170 | -9.5 | 3.48 | Transverse
79 | EC | 101 | Decagon Moisture - 5TE | 2007-09-15 |  | 19552 | -6 | 6.96
79 | EC | 102 | Decagon Moisture - 5TE | 2007-09-15 |  | 19552 | -6 | 15
79 | EC | 103 | Decagon Moisture - 5TE | 2007-09-15 |  | 19552 | -6 | 20.04
79 | EC | 104 | Decagon Moisture - 5TE | 2007-09-15 |  | 19552 | -6 | 24
79 | EC | 105 | Decagon Moisture - 5TE | 2007-09-15 |  | 19552 | -6 | 36
79 | EC | 106 | Decagon Moisture - 5TE | 2007-09-15 |  | 19552 | -6 | 48
79 | EC | 107 | Decagon Moisture - 5TE | 2007-09-15 |  | 19552 | -6 | 60
79 | EC | 108 | Decagon Moisture - 5TE | 2007-09-15 |  | 19552 | -6 | 72
79 | ET | 101 | Decagon Moisture - 5TE (temperature) | 2007-09-15 |  | 19552 | -6 | 6.96
79 | ET | 102 | Decagon Moisture - 5TE (temperature) | 2007-09-15 |  | 19552 | -6 | 15
79 | ET | 103 | Decagon Moisture - 5TE (temperature) | 2007-09-15 |  | 19552 | -6 | 20.04
79 | ET | 104 | Decagon Moisture - 5TE (temperature) | 2007-09-15 |  | 19552 | -6 | 24
79 | ET | 105 | Decagon Moisture - 5TE (temperature) | 2007-09-15 |  | 19552 | -6 | 36
79 | ET | 106 | Decagon Moisture - 5TE (temperature) | 2007-09-15 |  | 19552 | -6 | 48
79 | ET | 107 | Decagon Moisture - 5TE (temperature) | 2007-09-15 |  | 19552 | -6 | 60
79 | ET | 108 | Decagon Moisture - 5TE (temperature) | 2007-09-15 |  | 19552 | -6 | 72
79 | EW | 101 | Decagon Moisture - 5TE (volumetric moisture content) | 2007-09-15 |  | 19552 | -6 | 6.96
79 | EW | 102 | Decagon Moisture - 5TE (volumetric moisture content) | 2007-09-15 |  | 19552 | -6 | 15
79 | EW | 103 | Decagon Moisture - 5TE (volumetric moisture content) | 2007-09-15 |  | 19552 | -6 | 20.04
79 | EW | 104 | Decagon Moisture - 5TE (volumetric moisture content) | 2007-09-15 |  | 19552 | -6 | 24
79 | EW | 105 | Decagon Moisture - 5TE (volumetric moisture content) | 2007-09-15 |  | 19552 | -6 | 36
79 | EW | 106 | Decagon Moisture - 5TE (volumetric moisture content) | 2007-09-15 |  | 19552 | -6 | 48
79 | EW | 107 | Decagon Moisture - 5TE (volumetric moisture content) | 2007-09-15 |  | 19552 | -6 | 60
79 | EW | 108 | Decagon Moisture - 5TE (volumetric moisture content) | 2007-09-15 |  | 19552 | -6 | 72
79 | LE | 1 | Dynamic Strain Gauge - CTL | 2007-09-15 |  | 19524 | -9.5 | 3.48 | Longitudinal
79 | LE | 6 | Dynamic Strain Gauge - CTL | 2007-09-15 |  | 19526 | -9.5 | 3.48 | Longitudinal
79 | LE | 9 | Dynamic Strain Gauge - CTL | 2007-09-15 |  | 19528 | -9.5 | 3.48 | Longitudinal
79 | PG | 1 | Dynamic Normal Pressure Gauge - Geokon 3500 | 2007-09-15 |  | 19511 | -9.5 | 12
79 | PG | 2 | Dynamic Normal Pressure Gauge - Geokon 3500 | 2007-09-15 |  | 19531 | -9.5 | 12
79 | PG | 3 | Dynamic Normal Pressure Gauge - Geokon 3500 | 2007-09-15 |  | 19551 | -9.5 | 12
79 | TC | 101 | MnROAD Thermal Couple Tree - Omega | 2007-09-15 |  | 19552 | -6 | 0.48
79 | TC | 102 | MnROAD Thermal Couple Tree - Omega | 2007-09-15 |  | 19552 | -6 | 1.56
79 | TC | 103 | MnROAD Thermal Couple Tree - Omega | 2007-09-15 |  | 19552 | -6 | 2.52
79 | TC | 104 | MnROAD Thermal Couple Tree - Omega | 2007-09-15 |  | 19552 | -6 | 3.48
79 | TC | 105 | MnROAD Thermal Couple Tree - Omega | 2007-09-15 |  | 19552 | -6 | 6.96
79 | TC | 106 | MnROAD Thermal Couple Tree - Omega | 2007-09-15 |  | 19552 | -6 | 9
79 | TC | 107 | MnROAD Thermal Couple Tree - Omega | 2007-09-15 |  | 19552 | -6 | 11.04
79 | TC | 108 | MnROAD Thermal Couple Tree - Omega | 2007-09-15 |  | 19552 | -6 | 12.96
79 | TC | 109 | MnROAD Thermal Couple Tree - Omega | 2007-09-15 |  | 19552 | -6 | 15
79 | TC | 110 | MnROAD Thermal Couple Tree - Omega | 2007-09-15 |  | 19552 | -6 | 20.04
79 | TC | 111 | MnROAD Thermal Couple Tree - Omega | 2007-09-15 |  | 19552 | -6 | 24
79 | TC | 112 | MnROAD Thermal Couple Tree - Omega | 2007-09-15 |  | 19552 | -6 | 30
79 | TC | 113 | MnROAD Thermal Couple Tree - Omega | 2007-09-15 |  | 19552 | -6 | 36
79 | TC | 114 | MnROAD Thermal Couple Tree - Omega | 2007-09-15 |  | 19552 | -6 | 48
79 | TC | 115 | MnROAD Thermal Couple Tree - Omega | 2007-09-15 |  | 19552 | -6 | 60
79 | TC | 116 | MnROAD Thermal Couple Tree - Omega | 2007-09-15 |  | 19552 | -6 | 72
79 | TE | 3 | Bituminous Transverse Embedment Strain Gauge | 2007-09-15 |  | 19530 | -9.5 | 3.48 | Transverse
79 | TE | 4 | Bituminous Transverse Embedment Strain Gauge | 2007-09-15 |  | 19532 | -9.5 | 3.48 | Transverse
79 | TE | 7 | Bituminous Transverse Embedment Strain Gauge | 2007-09-15 |  | 19534 | -9.5 | 3.48 | Transverse
80 | CD | 1 | Concrete Embedment Strain Gauge | 2001-07-31 |  | 10013.02 | 11.5 | 1.8 | Longitudinal
80 | CD | 2 | Concrete Embedment Strain Gauge | 2001-07-31 |  | 10013.02 | 11.5 | 8.28 | Longitudinal
80 | CD | 3 | Concrete Embedment Strain Gauge | 2001-07-31 |  | 10007.13 | 5.5 | 1.8 | Longitudinal
80 | CD | 4 | Concrete Embedment Strain Gauge | 2001-07-31 |  | 10007.13 | 5.5 | 8.28 | Longitudinal
80 | CE | 1 | Dynamic Strain - Tokyo Sokki (PML-60) | 2001-07-31 |  | 10007.06 | 6.5 | 1.8 | Longitudinal
80 | CE | 2 | Dynamic Strain - Tokyo Sokki (PML-60) | 2001-07-31 |  | 10007.06 | 6.5 | 8.28 | Longitudinal
80 | CE | 3 | Dynamic Strain - Tokyo Sokki (PML-60) | 2001-07-31 |  | 10014 | 11 | 1.8 | Longitudinal
80 | CE | 4 | Dynamic Strain - Tokyo Sokki (PML-60) | 2001-07-31 |  | 10014 | 11 | 8.28 | Longitudinal
80 | CE | 5 | Dynamic Strain - Tokyo Sokki (PML-60) | 2001-07-31 |  | 10023 | 6 | 1.8 | Transverse
80 | CE | 6 | Dynamic Strain - Tokyo Sokki (PML-60) | 2001-07-31 |  | 10023 | 6 | 8.28 | Transverse
80 | CE | 7 | Dynamic Strain - Tokyo Sokki (PML-60) | 2001-07-31 |  | 10028.33 | 11.5 | 1.8 | Transverse
80 | CE | 8 | Dynamic Strain - Tokyo Sokki (PML-60) | 2001-07-31 |  | 10028.33 | 11.5 | 8.28 | Transverse
80 | FW | 1 | Concrete Vibrating Wire Strain Gauge [low modulus] (frequency) | 2001-07-31 |  | 10014.1 | 11.5 | 1.8 | Longitudinal
80 | FW | 2 | Concrete Vibrating Wire Strain Gauge [low modulus] (frequency) | 2001-07-31 |  | 10014.1 | 11.5 | 8.28 | Longitudinal
80 | FW | 3 | Concrete Vibrating Wire Strain Gauge [low modulus] (frequency) | 2001-07-31 |  | 10007.1 | 6 | 1.8 | Longitudinal
80 | FW | 4 | Concrete Vibrating Wire Strain Gauge [low modulus] (frequency) | 2001-07-31 |  | 10007.1 | 6 | 8.28 | Longitudinal
80 | FW | 5 | Concrete Vibrating Wire Strain Gauge [low modulus] (frequency) | 2001-07-31 |  | 10014.2 | 6 | 1.8 | Longitudinal
80 | FW | 6 | Concrete Vibrating Wire Strain Gauge [low modulus] (frequency) | 2001-07-31 |  | 10014.2 | 6 | 8.28 | Longitudinal
80 | FW | 7 | Concrete Vibrating Wire Strain Gauge [low modulus] (frequency) | 2001-07-31 |  | 10014.2 | 0.5 | 1.8 | Longitudinal
80 | FW | 8 | Concrete Vibrating Wire Strain Gauge [low modulus] (frequency) | 2001-07-31 |  | 10014.2 | 0.5 | 8.28 | Longitudinal
80 | FW | 9 | Concrete Vibrating Wire Strain Gauge [low modulus] (frequency) | 2001-07-31 |  | 10022.2 | 11.5 | 1.8 | Transverse
80 | FW | 10 | Concrete Vibrating Wire Strain Gauge [low modulus] (frequency) | 2001-07-31 |  | 10022.2 | 11.5 | 8.28 | Transverse
80 | FW | 11 | Concrete Vibrating Wire Strain Gauge [low modulus] (frequency) | 2001-07-31 |  | 10029.2 | 11.5 | 1.8 | Transverse
80 | FW | 12 | Concrete Vibrating Wire Strain Gauge [low modulus] (frequency) | 2001-07-31 |  | 10029.2 | 11.5 | 8.28 | Transverse
80 | FW | 13 | Concrete Vibrating Wire Strain Gauge [low modulus] (frequency) | 2001-07-31 |  | 10022 | 6 | 1.8 | Transverse
80 | FW | 14 | Concrete Vibrating Wire Strain Gauge [low modulus] (frequency) | 2001-07-31 |  | 10022 | 6 | 8.28 | Transverse
80 | FW | 15 | Concrete Vibrating Wire Strain Gauge [low modulus] (frequency) | 2001-07-31 |  | 10029.2 | 6 | 1.8 | Transverse
80 | FW | 16 | Concrete Vibrating Wire Strain Gauge [low modulus] (frequency) | 2001-07-31 |  | 10029.2 | 6 | 8.28 | Transverse
80 | MM | 1 | Concrete Embedment Strain Gauge | 2001-07-31 |  | 10013.48 | 6 | 1.8 | Longitudinal
80 | MM | 2 | Concrete Embedment Strain Gauge | 2001-07-31 |  | 10013.48 | 6 | 8.28 | Longitudinal
80 | MM | 3 | Concrete Embedment Strain Gauge | 2001-07-31 |  | 10013.04 | 0.5 | 1.8 | Longitudinal
80 | MM | 4 | Concrete Embedment Strain Gauge | 2001-07-31 |  | 10013.04 | 0.5 | 8.28 | Longitudinal
80 | MM | 5 | Concrete Embedment Strain Gauge | 2001-07-31 |  | 10016.27 | 11.5 | 1.8 | Transverse
80 | MM | 6 | Concrete Embedment Strain Gauge | 2001-07-31 |  | 10016.27 | 11.5 | 8.28 | Transverse
80 | MM | 7 | Concrete Embedment Strain Gauge | 2001-07-31 |  | 10021.06 | 6 | 1.8 | Transverse
80 | MM | 8 | Concrete Embedment Strain Gauge | 2001-07-31 |  | 10021.06 | 6 | 8.28 | Transverse
80 | MP | 1 |  | 2001-07-31 |  | 10006.08 | 6 | 1.2
80 | MP | 2 |  | 2001-07-31 |  | 10006.08 | 6 | 5.04
80 | MP | 3 |  | 2001-07-31 |  | 10006.08 | 6 | 8.76
80 | MP | 4 |  | 2001-07-31 |  | 10016.21 | 11 | 1.2
80 | MP | 5 |  | 2001-07-31 |  | 10016.21 | 11 | 2.28
80 | MP | 6 |  | 2001-07-31 |  | 10016.21 | 11 | 5.04
80 | MP | 7 |  | 2001-07-31 |  | 10016.21 | 11 | 8.76
80 | RW | 1 | Concrete Vibrating Wire Strain Gauge [low modulus] (resistance) | 2001-07-31 |  | 10014.1 | 11.5 | 1.8 | Longitudinal
80 | RW | 2 | Concrete Vibrating Wire Strain Gauge [low modulus] (resistance) | 2001-07-31 |  | 10014.1 | 11.5 | 8.28 | Longitudinal
80 | RW | 3 | Concrete Vibrating Wire Strain Gauge [low modulus] (resistance) | 2001-07-31 |  | 10007.1 | 6 | 1.8 | Longitudinal
80 | RW | 4 | Concrete Vibrating Wire Strain Gauge [low modulus] (resistance) | 2001-07-31 |  | 10007.1 | 6 | 8.28 | Longitudinal
80 | RW | 5 | Concrete Vibrating Wire Strain Gauge [low modulus] (resistance) | 2001-07-31 |  | 10014.2 | 6 | 1.8 | Longitudinal
80 | RW | 6 | Concrete Vibrating Wire Strain Gauge [low modulus] (resistance) | 2001-07-31 |  | 10014.2 | 6 | 8.28 | Longitudinal
80 | RW | 7 | Concrete Vibrating Wire Strain Gauge [low modulus] (resistance) | 2001-07-31 |  | 10014.2 | 0.5 | 1.8 | Longitudinal
80 | RW | 8 | Concrete Vibrating Wire Strain Gauge [low modulus] (resistance) | 2001-07-31 |  | 10014.2 | 0.5 | 8.28 | Longitudinal
80 | RW | 9 | Concrete Vibrating Wire Strain Gauge [low modulus] (resistance) | 2001-07-31 |  | 10022.2 | 11.5 | 1.8 | Transverse
80 | RW | 10 | Concrete Vibrating Wire Strain Gauge [low modulus] (resistance) | 2001-07-31 |  | 10022.2 | 11.5 | 8.28 | Transverse
80 | RW | 11 | Concrete Vibrating Wire Strain Gauge [low modulus] (resistance) | 2001-07-31 |  | 10029.2 | 11.5 | 1.8 | Transverse
80 | RW | 12 | Concrete Vibrating Wire Strain Gauge [low modulus] (resistance) | 2001-07-31 |  | 10029.2 | 11.5 | 8.28 | Transverse
80 | RW | 13 | Concrete Vibrating Wire Strain Gauge [low modulus] (resistance) | 2001-07-31 |  | 10022 | 6 | 1.8 | Transverse
80 | RW | 14 | Concrete Vibrating Wire Strain Gauge [low modulus] (resistance) | 2001-07-31 |  | 10022 | 6 | 8.28 | Transverse
80 | RW | 15 | Concrete Vibrating Wire Strain Gauge [low modulus] (resistance) | 2001-07-31 |  | 10029.2 | 6 | 1.8 | Transverse
80 | RW | 16 | Concrete Vibrating Wire Strain Gauge [low modulus] (resistance) | 2001-07-31 |  | 10029.2 | 6 | 8.28 | Transverse
80 | TC | 1 | MnROAD Thermal Couple Tree - Omega | 2001-07-31 |  | 10008.4 | 6 | 1.8
80 | TC | 2 | MnROAD Thermal Couple Tree - Omega | 2001-07-31 |  | 10008.4 | 6 | 2.28
80 | TC | 3 | MnROAD Thermal Couple Tree - Omega | 2001-07-31 |  | 10008.4 | 6 | 3.72
80 | TC | 4 | MnROAD Thermal Couple Tree - Omega | 2001-07-31 |  | 10008.4 | 6 | 5.04
80 | TC | 5 | MnROAD Thermal Couple Tree - Omega | 2001-07-31 |  | 10008.4 | 6 | 6.72
80 | TC | 6 | MnROAD Thermal Couple Tree - Omega | 2001-07-31 |  | 10008.4 | 6 | 8.28
80 | TC | 7 | MnROAD Thermal Couple Tree - Omega | 2001-07-31 |  | 10017.21 | 11.5 | 1.8
80 | TC | 8 | MnROAD Thermal Couple Tree - Omega | 2001-07-31 |  | 10017.21 | 11.5 | 2.28
80 | TC | 9 | MnROAD Thermal Couple Tree - Omega | 2001-07-31 |  | 10017.21 | 11.5 | 3.72
80 | TC | 10 | MnROAD Thermal Couple Tree - Omega | 2001-07-31 |  | 10017.21 | 11.5 | 5.04
80 | TC | 11 | MnROAD Thermal Couple Tree - Omega | 2001-07-31 |  | 10017.21 | 11.5 | 6.72
80 | TC | 12 | MnROAD Thermal Couple Tree - Omega | 2001-07-31 |  | 10017.21 | 11.5 | 8.28
80 | TC | 13 | MnROAD Thermal Couple Tree - Omega | 2001-07-31 |  | 10007.06 | 6.5 | 1.8
80 | TC | 14 | MnROAD Thermal Couple Tree - Omega | 2001-07-31 |  | 10007.06 | 6.5 | 8.28
80 | TC | 15 | MnROAD Thermal Couple Tree - Omega | 2001-07-31 |  | 10014 | 11 | 1.8
80 | TC | 16 | MnROAD Thermal Couple Tree - Omega | 2001-07-31 |  | 10014 | 11 | 8.28
80 | TC | 17 | MnROAD Thermal Couple Tree - Omega | 2001-07-31 |  | 10023 | 6 | 1.8
80 | TC | 18 | MnROAD Thermal Couple Tree - Omega | 2001-07-31 |  | 10023 | 6 | 8.28
80 | TC | 19 | MnROAD Thermal Couple Tree - Omega | 2001-07-31 |  | 10028.33 | 11.5 | 1.8
80 | TC | 20 | MnROAD Thermal Couple Tree - Omega | 2001-07-31 |  | 10028.33 | 11.5 | 8.28
80 | TC | 21 | MnROAD Thermal Couple Tree - Omega | 2001-07-31 |  | 10013.02 | 11.5 | 1.8
80 | TC | 22 | MnROAD Thermal Couple Tree - Omega | 2001-07-31 |  | 10013.02 | 11.5 | 8.28
80 | TC | 23 | MnROAD Thermal Couple Tree - Omega | 2001-07-31 |  | 10007.13 | 5.5 | 1.8
80 | TC | 24 | MnROAD Thermal Couple Tree - Omega | 2001-07-31 |  | 10007.13 | 5.5 | 8.28
80 | TC | 25 | MnROAD Thermal Couple Tree - Omega | 2001-07-31 |  | 10013.48 | 6 | 1.8
80 | TC | 26 | MnROAD Thermal Couple Tree - Omega | 2001-07-31 |  | 10013.48 | 6 | 8.28
80 | TC | 27 | MnROAD Thermal Couple Tree - Omega | 2001-07-31 |  | 10013.04 | 0.5 | 1.8
80 | TC | 28 | MnROAD Thermal Couple Tree - Omega | 2001-07-31 |  | 10013.04 | 0.5 | 8.28
80 | TC | 29 | MnROAD Thermal Couple Tree - Omega | 2001-07-31 |  | 10016.27 | 11.5 | 1.8
80 | TC | 30 | MnROAD Thermal Couple Tree - Omega | 2001-07-31 |  | 10016.27 | 11.5 | 8.28
80 | TC | 31 | MnROAD Thermal Couple Tree - Omega | 2001-07-31 |  | 10021.06 | 6 | 1.8
80 | TC | 32 | MnROAD Thermal Couple Tree - Omega | 2001-07-31 |  | 10021.06 | 6 | 8.28
80 | VW | 1 | Concrete Vibrating Wire Strain Gauge [low modulus] | 2001-07-31 |  | 10014.06 | 11.5 | 1.8 | Longitudinal
80 | VW | 2 | Concrete Vibrating Wire Strain Gauge [low modulus] | 2001-07-31 |  | 10014.06 | 11.5 | 8.28 | Longitudinal
80 | VW | 3 | Concrete Vibrating Wire Strain Gauge [low modulus] | 2001-07-31 |  | 10007.08 | 6 | 1.8 | Longitudinal
80 | VW | 4 | Concrete Vibrating Wire Strain Gauge [low modulus] | 2001-07-31 |  | 10007.08 | 6 | 8.28 | Longitudinal
80 | VW | 5 | Concrete Vibrating Wire Strain Gauge [low modulus] | 2001-07-31 |  | 10014.17 | 6 | 1.8 | Longitudinal
80 | VW | 6 | Concrete Vibrating Wire Strain Gauge [low modulus] | 2001-07-31 |  | 10014.17 | 6 | 8.28 | Longitudinal
80 | VW | 7 | Concrete Vibrating Wire Strain Gauge [low modulus] | 2001-07-31 |  | 10014.21 | 0.5 | 1.8 | Longitudinal
80 | VW | 8 | Concrete Vibrating Wire Strain Gauge [low modulus] | 2001-07-31 |  | 10014.21 | 0.5 | 8.28 | Longitudinal
80 | VW | 9 | Concrete Vibrating Wire Strain Gauge [low modulus] | 2001-07-31 |  | 10022.21 | 11.5 | 1.8 | Transverse
80 | VW | 10 | Concrete Vibrating Wire Strain Gauge [low modulus] | 2001-07-31 |  | 10022.21 | 11.5 | 8.28 | Transverse
80 | VW | 11 | Concrete Vibrating Wire Strain Gauge [low modulus] | 2001-07-31 |  | 10029.23 | 11.5 | 1.8 | Transverse
80 | VW | 12 | Concrete Vibrating Wire Strain Gauge [low modulus] | 2001-07-31 |  | 10029.23 | 11.5 | 8.28 | Transverse
80 | VW | 13 | Concrete Vibrating Wire Strain Gauge [low modulus] | 2001-07-31 |  | 10022.04 | 6 | 1.8 | Transverse
80 | VW | 14 | Concrete Vibrating Wire Strain Gauge [low modulus] | 2001-07-31 |  | 10022.04 | 6 | 8.28 | Transverse
80 | VW | 15 | Concrete Vibrating Wire Strain Gauge [low modulus] | 2001-07-31 |  | 10029.17 | 6 | 1.8 | Transverse
80 | VW | 16 | Concrete Vibrating Wire Strain Gauge [low modulus] | 2001-07-31 |  | 10029.17 | 6 | 8.28 | Transverse
80 | XV | 1 | Concrete Vibrating Wire Strain Gauge [low modulus] | 2001-07-31 |  | 10014.06 | 11.5 | 1.8
80 | XV | 2 | Concrete Vibrating Wire Strain Gauge [low modulus] | 2001-07-31 |  | 10014.06 | 11.5 | 8.28
80 | XV | 3 | Concrete Vibrating Wire Strain Gauge [low modulus] | 2001-07-31 |  | 10007.08 | 6 | 1.8
80 | XV | 4 | Concrete Vibrating Wire Strain Gauge [low modulus] | 2001-07-31 |  | 10007.08 | 6 | 8.28
80 | XV | 5 | Concrete Vibrating Wire Strain Gauge [low modulus] | 2001-07-31 |  | 10014.17 | 6 | 1.8
80 | XV | 6 | Concrete Vibrating Wire Strain Gauge [low modulus] | 2001-07-31 |  | 10014.17 | 6 | 8.28
80 | XV | 7 | Concrete Vibrating Wire Strain Gauge [low modulus] | 2001-07-31 |  | 10014.21 | 0.5 | 1.8
80 | XV | 8 | Concrete Vibrating Wire Strain Gauge [low modulus] | 2001-07-31 |  | 10014.21 | 0.5 | 8.28
80 | XV | 9 | Concrete Vibrating Wire Strain Gauge [low modulus] | 2001-07-31 |  | 10022.21 | 11.5 | 1.8
80 | XV | 10 | Concrete Vibrating Wire Strain Gauge [low modulus] | 2001-07-31 |  | 10022.21 | 11.5 | 8.28
80 | XV | 11 | Concrete Vibrating Wire Strain Gauge [low modulus] | 2001-07-31 |  | 10029.23 | 11.5 | 1.8
80 | XV | 12 | Concrete Vibrating Wire Strain Gauge [low modulus] | 2001-07-31 |  | 10029.23 | 11.5 | 8.28
80 | XV | 13 | Concrete Vibrating Wire Strain Gauge [low modulus] | 2001-07-31 |  | 10022.04 | 6 | 1.8
80 | XV | 14 | Concrete Vibrating Wire Strain Gauge [low modulus] | 2001-07-31 |  | 10022.04 | 6 | 8.28
80 | XV | 15 | Concrete Vibrating Wire Strain Gauge [low modulus] | 2001-07-31 |  | 10029.17 | 6 | 1.8
80 | XV | 16 | Concrete Vibrating Wire Strain Gauge [low modulus] | 2001-07-31 |  | 10029.17 | 6 | 8.28
81 | CE | 1 | Dynamic Strain - Tokyo Sokki (PML-60) | 2001-11-05 |  | 10013.3 | 9.6 | 0.96 | Longitudinal
81 | CE | 2 | Dynamic Strain - Tokyo Sokki (PML-60) | 2001-11-05 |  | 10013.3 | 9.6 | 6.96 | Longitudinal
81 | CE | 3 | Dynamic Strain - Tokyo Sokki (PML-60) | 2001-11-05 |  | 10006.4 | 6.2 | 0.96 | Longitudinal
81 | CE | 4 | Dynamic Strain - Tokyo Sokki (PML-60) | 2001-11-05 |  | 10006.4 | 6.2 | 6.96 | Longitudinal
81 | CE | 5 | Dynamic Strain - Tokyo Sokki (PML-60) | 2001-11-05 |  | 10028.2 | 9.8 | 0.96 | Transverse
81 | CE | 6 | Dynamic Strain - Tokyo Sokki (PML-60) | 2001-11-05 |  | 10028.2 | 9.8 | 6.96 | Transverse
81 | CE | 7 | Dynamic Strain - Tokyo Sokki (PML-60) | 2001-11-05 |  | 10023.5 | 6 | 0.96 | Transverse
81 | CE | 8 | Dynamic Strain - Tokyo Sokki (PML-60) | 2001-11-05 |  | 10023.5 | 6 | 6.96 | Transverse
81 | FW | 1 | Concrete Vibrating Wire Strain Gauge [low modulus] (frequency) | 2001-11-05 |  | 10014 | 9.6 | 0.96 | Longitudinal
81 | FW | 2 | Concrete Vibrating Wire Strain Gauge [low modulus] (frequency) | 2001-11-05 |  | 10014 | 9.6 | 6.48 | Longitudinal
81 | FW | 3 | Concrete Vibrating Wire Strain Gauge [low modulus] (frequency) | 2001-11-05 |  | 10007.3 | 6.1 | 0.96 | Longitudinal
81 | FW | 4 | Concrete Vibrating Wire Strain Gauge [low modulus] (frequency) | 2001-11-05 |  | 10007.3 | 6.1 | 6.48 | Longitudinal
81 | FW | 5 | Concrete Vibrating Wire Strain Gauge [low modulus] (frequency) | 2001-11-05 |  | 10013.9 | 6.1 | 0.96 | Longitudinal
81 | FW | 6 | Concrete Vibrating Wire Strain Gauge [low modulus] (frequency) | 2001-11-05 |  | 10013.9 | 6.1 | 6.48 | Longitudinal
81 | FW | 7 | Concrete Vibrating Wire Strain Gauge [low modulus] (frequency) | 2001-11-05 |  | 10013.9 | 1 | 0.96 | Longitudinal
81 | FW | 8 | Concrete Vibrating Wire Strain Gauge [low modulus] (frequency) | 2001-11-05 |  | 10013.9 | 1 | 6.48 | Longitudinal
81 | FW | 9 | Concrete Vibrating Wire Strain Gauge [low modulus] (frequency) | 2001-11-05 |  | 10022.4 | 9.6 | 0.96 | Transverse
81 | FW | 10 | Concrete Vibrating Wire Strain Gauge [low modulus] (frequency) | 2001-11-05 |  | 10022.4 | 9.6 | 6.48 | Transverse
81 | FW | 11 | Concrete Vibrating Wire Strain Gauge [low modulus] (frequency) | 2001-11-05 |  | 10029 | 9.7 | 0.96 | Transverse
81 | FW | 12 | Concrete Vibrating Wire Strain Gauge [low modulus] (frequency) | 2001-11-05 |  | 10029 | 9.7 | 6.48 | Transverse
81 | FW | 13 | Concrete Vibrating Wire Strain Gauge [low modulus] (frequency) | 2001-11-05 |  | 10022.5 | 6 | 0.96 | Transverse
81 | FW | 14 | Concrete Vibrating Wire Strain Gauge [low modulus] (frequency) | 2001-11-05 |  | 10022.5 | 6 | 6.48 | Transverse
81 | FW | 15 | Concrete Vibrating Wire Strain Gauge [low modulus] (frequency) | 2001-11-05 |  | 10029 | 9.7 | 0.96 | Transverse
81 | FW | 16 | Concrete Vibrating Wire Strain Gauge [low modulus] (frequency) | 2001-11-05 |  | 10029 | 9.7 | 6.48 | Transverse
81 | MM | 1 | Concrete Embedment Strain Gauge | 2001-11-05 |  | 10008.4 | 6.1 | 0.96 | Longitudinal
81 | MM | 2 | Concrete Embedment Strain Gauge | 2001-11-05 |  | 10008.4 | 6.1 | 6.96 | Longitudinal
81 | MM | 3 | Concrete Embedment Strain Gauge | 2001-11-05 |  | 10013.1 | 6.1 | 0.96 | Longitudinal
81 | MM | 4 | Concrete Embedment Strain Gauge | 2001-11-05 |  | 10013.1 | 6.1 | 6.96 | Longitudinal
81 | MM | 5 | Concrete Embedment Strain Gauge | 2001-11-05 |  | 10016.7 | 9.6 | 0.96 | Transverse
81 | MM | 6 | Concrete Embedment Strain Gauge | 2001-11-05 |  | 10016.7 | 9.6 | 6.96 | Transverse
81 | MP | 1 |  | 2001-11-05 |  | 10007.3 | 7 | 0.48
81 | MP | 2 |  | 2001-11-05 |  | 10007.3 | 7 | 3.48
81 | MP | 3 |  | 2001-11-05 |  | 10007.3 | 7 | 6.48
81 | MP | 4 |  | 2001-11-05 |  | 10016.1 | 9.6 | 0.48
81 | MP | 5 |  | 2001-11-05 |  | 10016.1 | 9.6 | 1.56
81 | MP | 6 |  | 2001-11-05 |  | 10016.1 | 9.6 | 3.48
81 | MP | 7 |  | 2001-11-05 |  | 10016.1 | 9.6 | 6.48
81 | RW | 1 | Concrete Vibrating Wire Strain Gauge [low modulus] (resistance) | 2001-11-05 |  | 10014 | 9.6 | 0.96 | Longitudinal
81 | RW | 2 | Concrete Vibrating Wire Strain Gauge [low modulus] (resistance) | 2001-11-05 |  | 10014 | 9.6 | 6.48 | Longitudinal
81 | RW | 3 | Concrete Vibrating Wire Strain Gauge [low modulus] (resistance) | 2001-11-05 |  | 10007.3 | 6.1 | 0.96 | Longitudinal
81 | RW | 4 | Concrete Vibrating Wire Strain Gauge [low modulus] (resistance) | 2001-11-05 |  | 10007.3 | 6.1 | 6.48 | Longitudinal
81 | RW | 5 | Concrete Vibrating Wire Strain Gauge [low modulus] (resistance) | 2001-11-05 |  | 10013.9 | 6.1 | 0.96 | Longitudinal
81 | RW | 6 | Concrete Vibrating Wire Strain Gauge [low modulus] (resistance) | 2001-11-05 |  | 10013.9 | 6.1 | 6.48 | Longitudinal
81 | RW | 7 | Concrete Vibrating Wire Strain Gauge [low modulus] (resistance) | 2001-11-05 |  | 10013.9 | 1 | 0.96 | Longitudinal
81 | RW | 8 | Concrete Vibrating Wire Strain Gauge [low modulus] (resistance) | 2001-11-05 |  | 10013.9 | 1 | 6.48 | Longitudinal
81 | RW | 9 | Concrete Vibrating Wire Strain Gauge [low modulus] (resistance) | 2001-11-05 |  | 10022.4 | 9.6 | 0.96 | Transverse
81 | RW | 10 | Concrete Vibrating Wire Strain Gauge [low modulus] (resistance) | 2001-11-05 |  | 10022.4 | 9.6 | 6.48 | Transverse
81 | RW | 11 | Concrete Vibrating Wire Strain Gauge [low modulus] (resistance) | 2001-11-05 |  | 10029 | 9.7 | 0.96 | Transverse
81 | RW | 12 | Concrete Vibrating Wire Strain Gauge [low modulus] (resistance) | 2001-11-05 |  | 10029 | 9.7 | 6.48 | Transverse
81 | RW | 13 | Concrete Vibrating Wire Strain Gauge [low modulus] (resistance) | 2001-11-05 |  | 10022.5 | 6 | 0.96 | Transverse
81 | RW | 14 | Concrete Vibrating Wire Strain Gauge [low modulus] (resistance) | 2001-11-05 |  | 10022.5 | 6 | 6.48 | Transverse
81 | RW | 15 | Concrete Vibrating Wire Strain Gauge [low modulus] (resistance) | 2001-11-05 |  | 10029 | 9.7 | 0.96 | Transverse
81 | RW | 16 | Concrete Vibrating Wire Strain Gauge [low modulus] (resistance) | 2001-11-05 |  | 10029 | 9.7 | 6.48 | Transverse
81 | TC | 1 | MnROAD Thermal Couple Tree - Omega | 2001-11-05 |  | 10016.1 | 9.5 | 0.96
81 | TC | 2 | MnROAD Thermal Couple Tree - Omega | 2001-11-05 |  | 10016.1 | 9.5 | 1.56
81 | TC | 3 | MnROAD Thermal Couple Tree - Omega | 2001-11-05 |  | 10016.1 | 9.5 | 2.52
81 | TC | 4 | MnROAD Thermal Couple Tree - Omega | 2001-11-05 |  | 10016.1 | 9.5 | 3.48
81 | TC | 5 | MnROAD Thermal Couple Tree - Omega | 2001-11-05 |  | 10016.1 | 9.5 | 5.04
81 | TC | 6 | MnROAD Thermal Couple Tree - Omega | 2001-11-05 |  | 10016.1 | 9.5 | 6
81 | TC | 7 | MnROAD Thermal Couple Tree - Omega | 2001-11-05 |  | 10021.5 | 6.1 | 0.96
81 | TC | 8 | MnROAD Thermal Couple Tree - Omega | 2001-11-05 |  | 10021.5 | 6.1 | 1.56
81 | TC | 9 | MnROAD Thermal Couple Tree - Omega | 2001-11-05 |  | 10021.5 | 6.1 | 2.52
81 | TC | 10 | MnROAD Thermal Couple Tree - Omega | 2001-11-05 |  | 10021.5 | 6.1 | 3.48
81 | TC | 11 | MnROAD Thermal Couple Tree - Omega | 2001-11-05 |  | 10021.5 | 6.1 | 5.04
81 | TC | 12 | MnROAD Thermal Couple Tree - Omega | 2001-11-05 |  | 10021.5 | 6.1 | 6
81 | TC | 13 | MnROAD Thermal Couple Tree - Omega | 2001-11-05 |  | 10013.3 | 9.6 | 0.96
81 | TC | 14 | MnROAD Thermal Couple Tree - Omega | 2001-11-05 |  | 10013.3 | 9.6 | 6.96
81 | TC | 15 | MnROAD Thermal Couple Tree - Omega | 2001-11-05 |  | 10006.4 | 6.2 | 0.96
81 | TC | 16 | MnROAD Thermal Couple Tree - Omega | 2001-11-05 |  | 10006.4 | 6.2 | 6.96
81 | TC | 17 | MnROAD Thermal Couple Tree - Omega | 2001-11-05 |  | 10028.2 | 9.8 | 0.96
81 | TC | 18 | MnROAD Thermal Couple Tree - Omega | 2001-11-05 |  | 10028.2 | 9.8 | 6.96
81 | TC | 19 | MnROAD Thermal Couple Tree - Omega | 2001-11-05 |  | 10023.5 | 6 | 0.96
81 | TC | 20 | MnROAD Thermal Couple Tree - Omega | 2001-11-05 |  | 10023.5 | 6 | 6.96
81 | TC | 21 | MnROAD Thermal Couple Tree - Omega | 2001-11-05 |  | 10008.4 | 6.1 | 0.96
81 | TC | 22 | MnROAD Thermal Couple Tree - Omega | 2001-11-05 |  | 10008.4 | 6.1 | 6.96
81 | TC | 23 | MnROAD Thermal Couple Tree - Omega | 2001-11-05 |  | 10013.1 | 6.1 | 0.96
81 | TC | 24 | MnROAD Thermal Couple Tree - Omega | 2001-11-05 |  | 10013.1 | 6.1 | 6.96
81 | VW | 1 | Concrete Vibrating Wire Strain Gauge [low modulus] | 2001-11-05 |  | 10014 | 9.6 | 0.96 | Longitudinal
81 | VW | 2 | Concrete Vibrating Wire Strain Gauge [low modulus] | 2001-11-05 |  | 10014 | 9.6 | 6.48 | Longitudinal
81 | VW | 3 | Concrete Vibrating Wire Strain Gauge [low modulus] | 2001-11-05 |  | 10007.3 | 6.1 | 0.96 | Longitudinal
81 | VW | 4 | Concrete Vibrating Wire Strain Gauge [low modulus] | 2001-11-05 |  | 10007.3 | 6.1 | 6.48 | Longitudinal
81 | VW | 5 | Concrete Vibrating Wire Strain Gauge [low modulus] | 2001-11-05 |  | 10013.9 | 6.1 | 0.96 | Longitudinal
81 | VW | 6 | Concrete Vibrating Wire Strain Gauge [low modulus] | 2001-11-05 |  | 10013.9 | 6.1 | 6.48 | Longitudinal
81 | VW | 7 | Concrete Vibrating Wire Strain Gauge [low modulus] | 2001-11-05 |  | 10013.9 | 1 | 0.96 | Longitudinal
81 | VW | 8 | Concrete Vibrating Wire Strain Gauge [low modulus] | 2001-11-05 |  | 10013.9 | 1 | 6.48 | Longitudinal
81 | VW | 9 | Concrete Vibrating Wire Strain Gauge [low modulus] | 2001-11-05 |  | 10022.4 | 9.6 | 0.96 | Transverse
81 | VW | 10 | Concrete Vibrating Wire Strain Gauge [low modulus] | 2001-11-05 |  | 10022.4 | 9.6 | 6.48 | Transverse
81 | VW | 11 | Concrete Vibrating Wire Strain Gauge [low modulus] | 2001-11-05 |  | 10029 | 9.7 | 0.96 | Transverse
81 | VW | 12 | Concrete Vibrating Wire Strain Gauge [low modulus] | 2001-11-05 |  | 10029 | 9.7 | 6.48 | Transverse
81 | VW | 13 | Concrete Vibrating Wire Strain Gauge [low modulus] | 2001-11-05 |  | 10022.5 | 6 | 0.96 | Transverse
81 | VW | 14 | Concrete Vibrating Wire Strain Gauge [low modulus] | 2001-11-05 |  | 10022.5 | 6 | 6.48 | Transverse
81 | VW | 15 | Concrete Vibrating Wire Strain Gauge [low modulus] | 2001-11-05 |  | 10029 | 9.7 | 0.96 | Transverse
81 | VW | 16 | Concrete Vibrating Wire Strain Gauge [low modulus] | 2001-11-05 |  | 10029 | 9.7 | 6.48 | Transverse
81 | XV | 1 | Concrete Vibrating Wire Strain Gauge [low modulus] | 2001-11-05 |  | 10014 | 9.6 | 0.96
81 | XV | 2 | Concrete Vibrating Wire Strain Gauge [low modulus] | 2001-11-05 |  | 10014 | 9.6 | 6.48
81 | XV | 3 | Concrete Vibrating Wire Strain Gauge [low modulus] | 2001-11-05 |  | 10007.3 | 6.1 | 0.96
81 | XV | 4 | Concrete Vibrating Wire Strain Gauge [low modulus] | 2001-11-05 |  | 10007.3 | 6.1 | 6.48
81 | XV | 5 | Concrete Vibrating Wire Strain Gauge [low modulus] | 2001-11-05 |  | 10013.9 | 6.1 | 0.96
81 | XV | 6 | Concrete Vibrating Wire Strain Gauge [low modulus] | 2001-11-05 |  | 10013.9 | 6.1 | 6.48
81 | XV | 7 | Concrete Vibrating Wire Strain Gauge [low modulus] | 2001-11-05 |  | 10013.9 | 1 | 0.96
81 | XV | 8 | Concrete Vibrating Wire Strain Gauge [low modulus] | 2001-11-05 |  | 10013.9 | 1 | 6.48
81 | XV | 9 | Concrete Vibrating Wire Strain Gauge [low modulus] | 2001-11-05 |  | 10022.4 | 9.6 | 0.96
81 | XV | 10 | Concrete Vibrating Wire Strain Gauge [low modulus] | 2001-11-05 |  | 10022.4 | 9.6 | 6.48
81 | XV | 11 | Concrete Vibrating Wire Strain Gauge [low modulus] | 2001-11-05 |  | 10029 | 9.7 | 0.96
81 | XV | 12 | Concrete Vibrating Wire Strain Gauge [low modulus] | 2001-11-05 |  | 10029 | 9.7 | 6.48
81 | XV | 13 | Concrete Vibrating Wire Strain Gauge [low modulus] | 2001-11-05 |  | 10022.5 | 6 | 0.96
81 | XV | 14 | Concrete Vibrating Wire Strain Gauge [low modulus] | 2001-11-05 |  | 10022.5 | 6 | 6.48
81 | XV | 15 | Concrete Vibrating Wire Strain Gauge [low modulus] | 2001-11-05 |  | 10029 | 9.7 | 0.96
81 | XV | 16 | Concrete Vibrating Wire Strain Gauge [low modulus] | 2001-11-05 |  | 10029 | 9.7 | 6.48
82 | CE | 1 | Dynamic Strain - Tokyo Sokki (PML-60) | 2002-10-18 |  | 194335.6 | 10.8 | 6.48 | Longitudinal
82 | CE | 3 | Dynamic Strain - Tokyo Sokki (PML-60) | 2002-10-18 |  | 194331.3 | 5.8 | 6.48 | Longitudinal
82 | FW | 1 | Concrete Vibrating Wire Strain Gauge [low modulus] (frequency) | 2002-10-18 |  | 194330.8 | 10.8 | 6.48 | Longitudinal
82 | FW | 2 | Concrete Vibrating Wire Strain Gauge [low modulus] (frequency) | 2002-10-18 |  | 194331.8 | 10.8 | 6.48 | Longitudinal
82 | FW | 3 | Concrete Vibrating Wire Strain Gauge [low modulus] (frequency) | 2002-10-18 |  | 194330.8 | 5.8 | 6.48 | Longitudinal
82 | FW | 4 | Concrete Vibrating Wire Strain Gauge [low modulus] (frequency) | 2002-10-18 |  | 194330.8 | 4.2 | 6.48 | Transverse
82 | FW | 5 | Concrete Vibrating Wire Strain Gauge [low modulus] (frequency) | 2002-10-18 |  | 194336.7 | 10.9 | 6.48 | Longitudinal
82 | FW | 6 | Concrete Vibrating Wire Strain Gauge [low modulus] (frequency) | 2002-10-18 |  | 194336.7 | 10.1 | 6.48 | Transverse
82 | FW | 7 | Concrete Vibrating Wire Strain Gauge [low modulus] (frequency) | 2002-10-18 |  | 194336 | 5.2 | 6.48 | Transverse
82 | FW | 8 | Concrete Vibrating Wire Strain Gauge [low modulus] (frequency) | 2002-10-18 |  | 194336.2 | 6.2 | 6.48 | Longitudinal
82 | RW | 1 | Concrete Vibrating Wire Strain Gauge [low modulus] (resistance) | 2002-10-18 |  | 194330.8 | 10.8 | 6.48 | Longitudinal
82 | RW | 2 | Concrete Vibrating Wire Strain Gauge [low modulus] (resistance) | 2002-10-18 |  | 194331.8 | 10.8 | 6.48 | Longitudinal
82 | RW | 3 | Concrete Vibrating Wire Strain Gauge [low modulus] (resistance) | 2002-10-18 |  | 194330.8 | 5.8 | 6.48 | Longitudinal
82 | RW | 4 | Concrete Vibrating Wire Strain Gauge [low modulus] (resistance) | 2002-10-18 |  | 194330.8 | 4.2 | 6.48 | Transverse
82 | RW | 5 | Concrete Vibrating Wire Strain Gauge [low modulus] (resistance) | 2002-10-18 |  | 194336.7 | 10.9 | 6.48 | Longitudinal
82 | RW | 6 | Concrete Vibrating Wire Strain Gauge [low modulus] (resistance) | 2002-10-18 |  | 194336.7 | 10.1 | 6.48 | Transverse
82 | RW | 7 | Concrete Vibrating Wire Strain Gauge [low modulus] (resistance) | 2002-10-18 |  | 194336 | 5.2 | 6.48 | Transverse
82 | RW | 8 | Concrete Vibrating Wire Strain Gauge [low modulus] (resistance) | 2002-10-18 |  | 194336.2 | 6.2 | 6.48 | Longitudinal
82 | TC | 1 | MnROAD Thermal Couple Tree - Omega | 2002-10-18 |  | 194324 | 11.3 | 0.48
82 | TC | 2 | MnROAD Thermal Couple Tree - Omega | 2002-10-18 |  | 194324 | 11.3 | 0.96
82 | TC | 3 | MnROAD Thermal Couple Tree - Omega | 2002-10-18 |  | 194324 | 11.3 | 2.04
82 | TC | 4 | MnROAD Thermal Couple Tree - Omega | 2002-10-18 |  | 194324 | 11.3 | 3.72
82 | TC | 5 | MnROAD Thermal Couple Tree - Omega | 2002-10-18 |  | 194324 | 11.3 | 5.52
82 | TC | 6 | MnROAD Thermal Couple Tree - Omega | 2002-10-18 |  | 194324 | 11.3 | 7.32
82 | TC | 15 | MnROAD Thermal Couple Tree - Omega | 2002-10-18 |  | 194331.1 | 5.8 | 6.48
82 | TC | 16 | MnROAD Thermal Couple Tree - Omega | 2002-10-18 |  | 194331.5 | 5.8 | 6.48
82 | VW | 1 | Concrete Vibrating Wire Strain Gauge [low modulus] | 2002-10-18 |  | 194330.8 | 10.8 | 6.48 | Longitudinal
82 | VW | 2 | Concrete Vibrating Wire Strain Gauge [low modulus] | 2002-10-18 |  | 194331.8 | 10.8 | 6.48 | Longitudinal
82 | VW | 3 | Concrete Vibrating Wire Strain Gauge [low modulus] | 2002-10-18 |  | 194330.8 | 5.8 | 6.48 | Longitudinal
82 | VW | 4 | Concrete Vibrating Wire Strain Gauge [low modulus] | 2002-10-18 |  | 194330.8 | 4.2 | 6.48 | Transverse
82 | VW | 5 | Concrete Vibrating Wire Strain Gauge [low modulus] | 2002-10-18 |  | 194336.7 | 10.9 | 6.48 | Longitudinal
82 | VW | 6 | Concrete Vibrating Wire Strain Gauge [low modulus] | 2002-10-18 |  | 194336.7 | 10.1 | 6.48 | Transverse
82 | VW | 7 | Concrete Vibrating Wire Strain Gauge [low modulus] | 2002-10-18 |  | 194336 | 5.2 | 6.48 | Transverse
82 | VW | 8 | Concrete Vibrating Wire Strain Gauge [low modulus] | 2002-10-18 |  | 194336.2 | 6.2 | 6.48 | Longitudinal
82 | XV | 1 | Concrete Vibrating Wire Strain Gauge [low modulus] | 2002-10-18 |  | 194330.8 | 10.8 | 6.48
82 | XV | 2 | Concrete Vibrating Wire Strain Gauge [low modulus] | 2002-10-18 |  | 194331.8 | 10.8 | 6.48
82 | XV | 3 | Concrete Vibrating Wire Strain Gauge [low modulus] | 2002-10-18 |  | 194330.8 | 5.8 | 6.48
82 | XV | 4 | Concrete Vibrating Wire Strain Gauge [low modulus] | 2002-10-18 |  | 194330.8 | 4.2 | 6.48
82 | XV | 5 | Concrete Vibrating Wire Strain Gauge [low modulus] | 2002-10-18 |  | 194336.7 | 10.9 | 6.48
82 | XV | 6 | Concrete Vibrating Wire Strain Gauge [low modulus] | 2002-10-18 |  | 194336.7 | 10.1 | 6.48
82 | XV | 7 | Concrete Vibrating Wire Strain Gauge [low modulus] | 2002-10-18 |  | 194336 | 5.2 | 6.48
82 | XV | 8 | Concrete Vibrating Wire Strain Gauge [low modulus] | 2002-10-18 |  | 194336.2 | 6.2 | 6.48
83 | AE | 1 | Dynamic Strain Gauge - CTL | 2007-09-01 |  | 100167 | 11 | 3.48 | Angled
83 | AE | 2 | Dynamic Strain Gauge - CTL | 2007-09-01 |  | 100169 | 9 | 3.48 | Angled
83 | AE | 3 | Dynamic Strain Gauge - CTL | 2007-09-01 |  | 100167 | 7 | 3.48 | Angled
83 | AE | 4 | Dynamic Strain Gauge - CTL | 2007-09-01 |  | 100190 | -11 | 3.48 | Angled
83 | AE | 5 | Dynamic Strain Gauge - CTL | 2007-09-01 |  | 100188 | -9 | 3.48 | Angled
83 | AE | 6 | Dynamic Strain Gauge - CTL | 2007-09-01 |  | 100186 | -7 | 3.48 | Angled
83 | AE | 7 | Dynamic Strain Gauge - CTL | 2008-09-28 |  | 100217 | -11 | 3.492 | 45 Degrees
83 | AE | 8 | Dynamic Strain Gauge - CTL | 2008-09-28 |  | 100219 | -9 | 3.492 | 45 Degrees
83 | DT | 1 | Linear Variable Differential Transducer | 2007-09-01 |  | 100172 | -9 | 7.56 | Longitudinal
83 | DT | 2 | Linear Variable Differential Transducer | 2007-09-01 |  | 100174 | -9 | 7.56 | Transverse
83 | DT | 3 | Linear Variable Differential Transducer | 2007-09-01 |  | 100176 | -9 | 7.56 | Vertical
83 | LE | 1 | Dynamic Strain Gauge - CTL | 2007-09-01 |  | 100165 | 11 | 3.48 | Longitudinal
83 | LE | 2 | Dynamic Strain Gauge - CTL | 2007-09-01 |  | 100167 | 9 | 3.48 | Longitudinal
83 | LE | 3 | Dynamic Strain Gauge - CTL | 2007-09-01 |  | 100165 | 7 | 3.48 | Longitudinal
83 | LE | 4 | Dynamic Strain Gauge - CTL | 2007-09-01 |  | 100192 | -11 | 3.48 | Longitudinal
83 | LE | 5 | Dynamic Strain Gauge - CTL | 2007-09-01 |  | 100190 | -9 | 3.48 | Longitudinal
83 | LE | 6 | Dynamic Strain Gauge - CTL | 2007-09-01 |  | 100188 | -7 | 3.48 | Longitudinal
83 | PG | 1 | Dynamic Normal Pressure Gauge - Geokon 3500 | 2007-09-01 |  | 100165 | 11 | 11.52 | Normal
83 | PG | 2 | Dynamic Normal Pressure Gauge - Geokon 3500 | 2007-09-01 |  | 100163 | 9 | 11.52 | Normal
83 | PG | 3 | Dynamic Normal Pressure Gauge - Geokon 3500 | 2007-09-01 |  | 100165 | 7 | 11.52 | Normal
83 | PG | 4 | Dynamic Normal Pressure Gauge - Geokon 3500 | 2007-09-01 |  | 100166 | -11 | 11.52 | Normal
83 | PG | 5 | Dynamic Normal Pressure Gauge - Geokon 3500 | 2008-09-01 |  | 100168 | -9 | 11.52 | Normal
83 | PG | 6 | Dynamic Normal Pressure Gauge - Geokon 3500 | 2007-09-01 |  | 100166 | -7 | 11.52 | Normal
83 | PG | 7 |  | 2008-09-28 |  | 100215 | -11 | 11.496 | Normal
83 | PG | 8 |  | 2008-09-28 |  | 100233 | -11 | 11.496 | Normal
83 | TC | 1 | MnROAD Thermal Couple Tree - Omega | 2007-09-01 |  | 100176 | -6 | 0.48
83 | TC | 2 | MnROAD Thermal Couple Tree - Omega | 2007-09-01 |  | 100176 | -6 | 1.56
83 | TC | 3 | MnROAD Thermal Couple Tree - Omega | 2007-09-01 |  | 100176 | -6 | 2.52
83 | TC | 4 | MnROAD Thermal Couple Tree - Omega | 2007-09-01 |  | 100176 | -6 | 3.48
83 | TC | 5 | MnROAD Thermal Couple Tree - Omega | 2007-09-01 |  | 100176 | -6 | 4.56
83 | TC | 6 | MnROAD Thermal Couple Tree - Omega | 2007-09-01 |  | 100176 | -6 | 6
83 | TC | 7 | MnROAD Thermal Couple Tree - Omega | 2007-09-01 |  | 100176 | -6 | 9
83 | TC | 8 | MnROAD Thermal Couple Tree - Omega | 2007-09-01 |  | 100176 | -6 | 12
83 | TC | 9 | MnROAD Thermal Couple Tree - Omega | 2007-09-01 |  | 100176 | -6 | 18
83 | TC | 10 | MnROAD Thermal Couple Tree - Omega | 2007-09-01 |  | 100176 | -6 | 24
83 | TC | 11 | MnROAD Thermal Couple Tree - Omega | 2007-09-01 |  | 100176 | -6 | 30
83 | TC | 12 | MnROAD Thermal Couple Tree - Omega | 2007-09-01 |  | 100176 | -6 | 36
83 | TC | 13 | MnROAD Thermal Couple Tree - Omega | 2007-09-01 |  | 100176 | -6 | 42
83 | TC | 14 | MnROAD Thermal Couple Tree - Omega | 2007-09-01 |  | 100176 | -6 | 48
83 | TC | 15 | MnROAD Thermal Couple Tree - Omega | 2007-09-01 |  | 100176 | -6 | 54
83 | TC | 16 | MnROAD Thermal Couple Tree - Omega | 2007-09-01 |  | 100176 | -6 | 72
83 | TC | 17 | MnROAD Thermal Couple Tree - Omega | 2007-09-01 |  | 100130 | -6 | 0.48
83 | TC | 18 | MnROAD Thermal Couple Tree - Omega | 2007-09-01 |  | 100130 | -6 | 1.56
83 | TC | 19 | MnROAD Thermal Couple Tree - Omega | 2007-09-01 |  | 100130 | -6 | 2.52
83 | TC | 20 | MnROAD Thermal Couple Tree - Omega | 2007-09-01 |  | 100130 | -6 | 3.48
83 | TC | 21 | MnROAD Thermal Couple Tree - Omega | 2007-09-01 |  | 100130 | -6 | 4.56
83 | TC | 22 | MnROAD Thermal Couple Tree - Omega | 2007-09-01 |  | 100130 | -6 | 6
83 | TC | 23 | MnROAD Thermal Couple Tree - Omega | 2007-09-01 |  | 100130 | -6 | 9
83 | TC | 24 | MnROAD Thermal Couple Tree - Omega | 2007-09-01 |  | 100130 | -6 | 12
83 | TC | 25 | MnROAD Thermal Couple Tree - Omega | 2007-09-01 |  | 100130 | -6 | 18
83 | TC | 26 | MnROAD Thermal Couple Tree - Omega | 2007-09-01 |  | 100130 | -6 | 24
83 | TC | 27 | MnROAD Thermal Couple Tree - Omega | 2007-09-01 |  | 100130 | -6 | 30
83 | TC | 28 | MnROAD Thermal Couple Tree - Omega | 2007-09-01 |  | 100130 | -6 | 36
83 | TC | 29 | MnROAD Thermal Couple Tree - Omega | 2007-09-01 |  | 100130 | -6 | 42
83 | TC | 30 | MnROAD Thermal Couple Tree - Omega | 2007-09-01 |  | 100130 | -6 | 48
83 | TC | 31 | MnROAD Thermal Couple Tree - Omega | 2007-09-01 |  | 100130 | -6 | 60
83 | TC | 32 | MnROAD Thermal Couple Tree - Omega | 2007-09-01 |  | 100130 | -6 | 72
83 | TD | 1 | Time Domain Reflectometer | 2007-09-01 |  | 100130 | -6 | 6
83 | TD | 2 | Time Domain Reflectometer | 2007-09-01 |  | 100130 | -6 | 12
83 | TD | 3 | Time Domain Reflectometer | 2007-09-01 |  | 100130 | -6 | 18
83 | TD | 4 | Time Domain Reflectometer | 2007-09-01 |  | 100130 | -6 | 24
83 | TD | 5 | Time Domain Reflectometer | 2007-09-01 |  | 100130 | -6 | 36
83 | TD | 6 | Time Domain Reflectometer | 2007-09-01 |  | 100130 | -6 | 48
83 | TD | 7 | Time Domain Reflectometer | 2007-09-01 |  | 100130 | -6 | 60
83 | TD | 8 | Time Domain Reflectometer | 2007-09-01 |  | 100130 | -6 | 72
83 | TE | 1 | Bituminous Transverse Embedment Strain Gauge | 2007-09-01 |  | 100169 | 11 | 3.48 | Transverse
83 | TE | 2 | Bituminous Transverse Embedment Strain Gauge | 2007-09-01 |  | 100171 | 9 | 3.48 | Transverse
83 | TE | 3 | Bituminous Transverse Embedment Strain Gauge | 2007-09-01 |  | 100169 | 7 | 3.48 | Transverse
83 | TE | 4 | Bituminous Transverse Embedment Strain Gauge | 2007-09-01 |  | 100188 | -11 | 3.48 | Transverse
83 | TE | 5 | Bituminous Transverse Embedment Strain Gauge | 2007-09-01 |  | 100186 | -9 | 3.48 | Transverse
83 | TE | 6 | Bituminous Transverse Embedment Strain Gauge | 2007-09-01 |  | 100184 | -7 | 3.48 | Transverse
83 | TE | 7 | Bituminous Transverse Embedment Strain Gauge | 2008-09-28 |  | 100221 | -11 | 3.492 | Transverse
83 | TE | 8 | Bituminous Transverse Embedment Strain Gauge | 2008-09-28 |  | 100223 | -9 | 3.492 | Transverse
83 | TE | 9 | Bituminous Transverse Embedment Strain Gauge | 2008-09-28 |  | 100229 | -9 | 3.492 | Transverse
83 | TE | 10 | Bituminous Transverse Embedment Strain Gauge | 2008-09-28 |  | 100231 | -11 | 3.492 | Transverse
84 | AE | 1 | Dynamic Strain Gauge - CTL | 2007-09-01 |  | 100535 | 11 | 4.56 | Angled
84 | AE | 2 | Dynamic Strain Gauge - CTL | 2007-09-01 |  | 100533 | 9 | 4.56 | Angled
84 | AE | 3 | Dynamic Strain Gauge - CTL | 2007-09-01 |  | 100531 | 7 | 4.56 | Angled
84 | AE | 4 | Dynamic Strain Gauge - CTL | 2007-09-01 |  | 100515 | -11 | 4.56 | Angled
84 | AE | 5 | Dynamic Strain Gauge - CTL | 2007-09-01 |  | 100513 | -9 | 4.56 | Angled
84 | AE | 6 | Dynamic Strain Gauge - CTL | 2007-09-01 |  | 100511 | -7 | 4.56 | Angled
84 | DT | 1 | Linear Variable Differential Transducer | 2007-09-01 |  | 100509 | -9 | 4.56 | Longitudinal
84 | DT | 2 | Linear Variable Differential Transducer | 2007-09-01 |  | 100507 | -9 | 4.56 | Transverse
84 | DT | 3 | Linear Variable Differential Transducer | 2007-09-01 |  | 100505 | -9 | 4.56 | Vertical
84 | EC | 1 | Decagon Moisture - 5TE | 2007-09-01 |  | 100518 | -6 | 6
84 | EC | 2 | Decagon Moisture - 5TE | 2007-09-01 |  | 100518 | -6 | 12
84 | EC | 3 | Decagon Moisture - 5TE | 2007-09-01 |  | 100518 | -6 | 18
84 | EC | 4 | Decagon Moisture - 5TE | 2007-09-01 |  | 100518 | -6 | 24
84 | EC | 5 | Decagon Moisture - 5TE | 2007-09-01 |  | 100518 | -6 | 36
84 | EC | 6 | Decagon Moisture - 5TE | 2007-09-01 |  | 100518 | -6 | 48
84 | EC | 7 | Decagon Moisture - 5TE | 2007-09-01 |  | 100518 | -6 | 60
84 | EC | 8 | Decagon Moisture - 5TE | 2007-09-01 |  | 100518 | -6 | 72
84 | ET | 1 | Decagon Moisture - 5TE (temperature) | 2007-09-01 |  | 100518 | -6 | 6
84 | ET | 2 | Decagon Moisture - 5TE (temperature) | 2007-09-01 |  | 100518 | -6 | 12
84 | ET | 3 | Decagon Moisture - 5TE (temperature) | 2007-09-01 |  | 100518 | -6 | 18
84 | ET | 4 | Decagon Moisture - 5TE (temperature) | 2007-09-01 |  | 100518 | -6 | 24
84 | ET | 5 | Decagon Moisture - 5TE (temperature) | 2007-09-01 |  | 100518 | -6 | 36
84 | ET | 6 | Decagon Moisture - 5TE (temperature) | 2007-09-01 |  | 100518 | -6 | 48
84 | ET | 7 | Decagon Moisture - 5TE (temperature) | 2007-09-01 |  | 100518 | -6 | 60
84 | ET | 8 | Decagon Moisture - 5TE (temperature) | 2007-09-01 |  | 100518 | -6 | 72
84 | EW | 1 | Decagon Moisture - 5TE (volumetric moisture content) | 2007-09-01 |  | 100518 | -6 | 6
84 | EW | 2 | Decagon Moisture - 5TE (volumetric moisture content) | 2007-09-01 |  | 100518 | -6 | 12
84 | EW | 3 | Decagon Moisture - 5TE (volumetric moisture content) | 2007-09-01 |  | 100518 | -6 | 18
84 | EW | 4 | Decagon Moisture - 5TE (volumetric moisture content) | 2007-09-01 |  | 100518 | -6 | 24
84 | EW | 5 | Decagon Moisture - 5TE (volumetric moisture content) | 2007-09-01 |  | 100518 | -6 | 36
84 | EW | 6 | Decagon Moisture - 5TE (volumetric moisture content) | 2007-09-01 |  | 100518 | -6 | 48
84 | EW | 7 | Decagon Moisture - 5TE (volumetric moisture content) | 2007-09-01 |  | 100518 | -6 | 60
84 | EW | 8 | Decagon Moisture - 5TE (volumetric moisture content) | 2007-09-01 |  | 100518 | -6 | 72
84 | LE | 1 | Dynamic Strain Gauge - CTL | 2007-09-01 |  | 100533 | 11 | 4.56 | Longitudinal
84 | LE | 2 | Dynamic Strain Gauge - CTL | 2007-09-01 |  | 100531 | 9 | 4.56 | Longitudinal
84 | LE | 3 | Dynamic Strain Gauge - CTL | 2007-09-01 |  | 100529 | 7 | 4.56 | Longitudinal
84 | LE | 4 | Dynamic Strain Gauge - CTL | 2007-09-01 |  | 100513 | -11 | 4.56 | Longitudinal
84 | LE | 5 | Dynamic Strain Gauge - CTL | 2007-09-01 |  | 100511 | -9 | 4.56 | Longitudinal
84 | LE | 6 | Dynamic Strain Gauge - CTL | 2007-09-01 |  | 100509 | -7 | 4.56 | Longitudinal
84 | PG | 1 | Dynamic Normal Pressure Gauge - Geokon 3500 | 2007-09-01 |  | 100492.5 | 11 | 13.56 | Normal
84 | PG | 2 | Dynamic Normal Pressure Gauge - Geokon 3500 | 2007-09-01 |  | 100494.5 | 9 | 13.56 | Normal
84 | PG | 3 | Dynamic Normal Pressure Gauge - Geokon 3500 | 2007-09-01 |  | 100492.5 | 7 | 13.56 | Normal
84 | PG | 4 | Dynamic Normal Pressure Gauge - Geokon 3500 | 2007-09-01 |  | 100535 | -11 | 13.56 | Normal
84 | PG | 5 | Dynamic Normal Pressure Gauge - Geokon 3500 | 2007-09-01 |  | 100533 | -9 | 13.56 | Normal
84 | PG | 6 | Dynamic Normal Pressure Gauge - Geokon 3500 | 2007-09-01 |  | 100535 | -7 | 13.56 | Normal
84 | TC | 1 | MnROAD Thermal Couple Tree - Omega | 2007-09-01 |  | 100518 | -6 | 0.48
84 | TC | 2 | MnROAD Thermal Couple Tree - Omega | 2007-09-01 |  | 100518 | -6 | 1.56
84 | TC | 3 | MnROAD Thermal Couple Tree - Omega | 2007-09-01 |  | 100518 | -6 | 2.52
84 | TC | 4 | MnROAD Thermal Couple Tree - Omega | 2007-09-01 |  | 100518 | -6 | 3.48
84 | TC | 5 | MnROAD Thermal Couple Tree - Omega | 2007-09-01 |  | 100518 | -6 | 4.56
84 | TC | 6 | MnROAD Thermal Couple Tree - Omega | 2007-09-01 |  | 100518 | -6 | 6
84 | TC | 7 | MnROAD Thermal Couple Tree - Omega | 2007-09-01 |  | 100518 | -6 | 9
84 | TC | 8 | MnROAD Thermal Couple Tree - Omega | 2007-09-01 |  | 100518 | -6 | 12
84 | TC | 9 | MnROAD Thermal Couple Tree - Omega | 2007-09-01 |  | 100518 | -6 | 18
84 | TC | 10 | MnROAD Thermal Couple Tree - Omega | 2007-09-01 |  | 100518 | -6 | 24
84 | TC | 11 | MnROAD Thermal Couple Tree - Omega | 2007-09-01 |  | 100518 | -6 | 30
84 | TC | 12 | MnROAD Thermal Couple Tree - Omega | 2007-09-01 |  | 100518 | -6 | 36
84 | TC | 13 | MnROAD Thermal Couple Tree - Omega | 2007-09-01 |  | 100518 | -6 | 42
84 | TC | 14 | MnROAD Thermal Couple Tree - Omega | 2007-09-01 |  | 100518 | -6 | 48
84 | TC | 15 | MnROAD Thermal Couple Tree - Omega | 2007-09-01 |  | 100518 | -6 | 60
84 | TC | 16 | MnROAD Thermal Couple Tree - Omega | 2007-09-01 |  | 100518 | -6 | 72
84 | TE | 1 | Bituminous Transverse Embedment Strain Gauge | 2007-09-01 |  | 100537 | 11 | 4.56 | Transverse
84 | TE | 2 | Bituminous Transverse Embedment Strain Gauge | 2007-09-01 |  | 100535 | 9 | 4.56 | Transverse
84 | TE | 3 | Bituminous Transverse Embedment Strain Gauge | 2007-09-01 |  | 100533 | 7 | 4.56 | Transverse
84 | TE | 4 | Bituminous Transverse Embedment Strain Gauge | 2007-09-01 |  | 100517 | -11 | 4.56 | Transverse
84 | TE | 5 | Bituminous Transverse Embedment Strain Gauge | 2007-09-01 |  | 100515 | -9 | 4.56 | Transverse
84 | TE | 6 | Bituminous Transverse Embedment Strain Gauge | 2007-09-01 |  | 100513 | -7 | 4.56 | Transverse
85 | FL | 5 | Flout Sensor | 2008-11-01 |  | 16367.5 | 0 | 0
85 | FW | 1 | Concrete Vibrating Wire Strain Gauge [low modulus] (frequency) | 2008-09-01 |  | 16522.8 | -12 | 0.504 | Longitudinal
85 | FW | 2 | Concrete Vibrating Wire Strain Gauge [low modulus] (frequency) | 2008-09-01 |  | 16522.8 | -12 | 6.504 | Longitudinal
85 | FW | 3 | Concrete Vibrating Wire Strain Gauge [low modulus] (frequency) | 2008-09-01 |  | 16522.2 | -6.6 | 0.504 | Transverse
85 | FW | 4 | Concrete Vibrating Wire Strain Gauge [low modulus] (frequency) | 2008-09-01 |  | 16522.2 | -6.5 | 6.504 | Transverse
85 | FW | 5 | Concrete Vibrating Wire Strain Gauge [low modulus] (frequency) | 2008-09-01 |  | 16522.8 | -6.5 | 0.504 | Longitudinal
85 | FW | 6 | Concrete Vibrating Wire Strain Gauge [low modulus] (frequency) | 2008-09-01 |  | 16522.7 | -6.6 | 6.504 | Longitudinal
85 | FW | 7 | Concrete Vibrating Wire Strain Gauge [low modulus] (frequency) | 2008-09-01 |  | 16524.9 | -11.9 | 0.504 | Longitudinal
85 | FW | 8 | Concrete Vibrating Wire Strain Gauge [low modulus] (frequency) | 2008-09-01 |  | 16524.9 | -11.9 | 6.504 | Longitudinal
85 | FW | 9 | Concrete Vibrating Wire Strain Gauge [low modulus] (frequency) | 2008-09-01 |  | 16525 | -9.9 | 0.504 | Angled
85 | FW | 10 | Concrete Vibrating Wire Strain Gauge [low modulus] (frequency) | 2008-09-01 |  | 16525 | -9.9 | 6.504 | Angled
85 | FW | 11 | Concrete Vibrating Wire Strain Gauge [low modulus] (frequency) | 2008-09-01 |  | 16526.8 | -10.1 | 0.504 | Transverse
85 | FW | 12 | Concrete Vibrating Wire Strain Gauge [low modulus] (frequency) | 2008-09-01 |  | 16526.8 | -10 | 6.504 | Transverse
85 | FW | 13 | Concrete Vibrating Wire Strain Gauge [low modulus] (frequency) | 2008-09-01 |  | 16526.5 | -6.4 | 0.504 | Longitudinal
85 | FW | 14 | Concrete Vibrating Wire Strain Gauge [low modulus] (frequency) | 2008-09-01 |  | 16526.5 | -6.6 | 6.504 | Longitudinal
85 | FW | 15 | Concrete Vibrating Wire Strain Gauge [low modulus] (frequency) | 2008-09-01 |  | 16526.9 | -6.5 | 0.504 | Transverse
85 | FW | 16 | Concrete Vibrating Wire Strain Gauge [low modulus] (frequency) | 2008-09-01 |  | 16527 | -6.5 | 6.504 | Transverse
85 | IK | 101 | Maturity Sensor - Engius IntelliROCK II | 2008-09-01 |  | 16532.5 | -8 | 1.5
85 | IK | 102 | Maturity Sensor - Engius IntelliROCK II | 2008-09-01 |  | 16532.5 | -8 | 2.496
85 | IK | 103 | Maturity Sensor - Engius IntelliROCK II | 2008-09-01 |  | 16532.5 | -8 | 3.504
85 | IK | 104 | Maturity Sensor - Engius IntelliROCK II | 2008-09-01 |  | 16532.5 | -8 | 4.5
85 | IK | 105 | Maturity Sensor - Engius IntelliROCK II | 2008-09-01 |  | 16532.5 | -8 | 0.996
85 | IK | 106 | Maturity Sensor - Engius IntelliROCK II | 2008-09-01 |  | 16532.5 | -8 | 2.004
85 | IK | 107 | Maturity Sensor - Engius IntelliROCK II | 2008-09-01 |  | 16532.5 | -8 | 3
85 | IK | 108 | Maturity Sensor - Engius IntelliROCK II | 2008-09-01 |  | 16532.5 | -8 | 3.996
85 | IK | 109 | Maturity Sensor - Engius IntelliROCK II | 2008-09-01 |  | 16532.5 | -8 | 5.004
85 | OS | 101 | MnROAD Open Stand Pipe | 2008-11-15 |  | 16448 | 29.5 | 0
85 | OS | 102 | MnROAD Open Stand Pipe | 2008-11-15 |  | 16457 | -24 | 0
85 | PG | 1 | Dynamic Normal Pressure Gauge - Geokon 3500 | 2008-09-01 |  | 16523.35 | -9.6 | 18.504
85 | PG | 2 | Dynamic Normal Pressure Gauge - Geokon 3500 | 2008-09-01 |  | 16527.28 | -9.4 | 18.504
85 | RW | 1 | Concrete Vibrating Wire Strain Gauge [low modulus] (resistance) | 2008-09-01 |  | 16522.8 | -12 | 0.504 | Longitudinal
85 | RW | 2 | Concrete Vibrating Wire Strain Gauge [low modulus] (resistance) | 2008-09-01 |  | 16522.8 | -12 | 6.504 | Longitudinal
85 | RW | 3 | Concrete Vibrating Wire Strain Gauge [low modulus] (resistance) | 2008-09-01 |  | 16522.2 | -6.6 | 0.504 | Transverse
85 | RW | 4 | Concrete Vibrating Wire Strain Gauge [low modulus] (resistance) | 2008-09-01 |  | 16522.2 | -6.5 | 6.504 | Transverse
85 | RW | 5 | Concrete Vibrating Wire Strain Gauge [low modulus] (resistance) | 2008-09-01 |  | 16522.8 | -6.5 | 0.504 | Longitudinal
85 | RW | 6 | Concrete Vibrating Wire Strain Gauge [low modulus] (resistance) | 2008-09-01 |  | 16522.7 | -6.6 | 6.504 | Longitudinal
85 | RW | 7 | Concrete Vibrating Wire Strain Gauge [low modulus] (resistance) | 2008-09-01 |  | 16524.9 | -11.9 | 0.504 | Longitudinal
85 | RW | 8 | Concrete Vibrating Wire Strain Gauge [low modulus] (resistance) | 2008-09-01 |  | 16524.9 | -11.9 | 6.504 | Longitudinal
85 | RW | 9 | Concrete Vibrating Wire Strain Gauge [low modulus] (resistance) | 2008-09-01 |  | 16525 | -9.9 | 0.504 | Angled
85 | RW | 10 | Concrete Vibrating Wire Strain Gauge [low modulus] (resistance) | 2008-09-01 |  | 16525 | -9.9 | 6.504 | Angled
85 | RW | 11 | Concrete Vibrating Wire Strain Gauge [low modulus] (resistance) | 2008-09-01 |  | 16526.8 | -10.1 | 0.504 | Transverse
85 | RW | 12 | Concrete Vibrating Wire Strain Gauge [low modulus] (resistance) | 2008-09-01 |  | 16526.8 | -10 | 6.504 | Transverse
85 | RW | 13 | Concrete Vibrating Wire Strain Gauge [low modulus] (resistance) | 2008-09-01 |  | 16526.5 | -6.4 | 0.504 | Longitudinal
85 | RW | 14 | Concrete Vibrating Wire Strain Gauge [low modulus] (resistance) | 2008-09-01 |  | 16526.5 | -6.6 | 6.504 | Longitudinal
85 | RW | 15 | Concrete Vibrating Wire Strain Gauge [low modulus] (resistance) | 2008-09-01 |  | 16526.9 | -6.5 | 0.504 | Transverse
85 | RW | 16 | Concrete Vibrating Wire Strain Gauge [low modulus] (resistance) | 2008-09-01 |  | 16527 | -6.5 | 6.504 | Transverse
85 | TC | 1 | MnROAD Thermal Couple Tree - Omega | 2008-09-01 |  | 16537.51 | -6.6 | 0.504
85 | TC | 2 | MnROAD Thermal Couple Tree - Omega | 2008-09-01 |  | 16537.51 | -6.6 | 0.996
85 | TC | 3 | MnROAD Thermal Couple Tree - Omega | 2008-09-01 |  | 16537.51 | -6.6 | 1.5
85 | TC | 4 | MnROAD Thermal Couple Tree - Omega | 2008-09-01 |  | 16537.51 | -6.6 | 3.504
85 | TC | 5 | MnROAD Thermal Couple Tree - Omega | 2008-09-01 |  | 16537.51 | -6.6 | 6.504
85 | TC | 6 | MnROAD Thermal Couple Tree - Omega | 2008-09-01 |  | 16537.51 | -6.6 | 8.004
85 | TC | 7 | MnROAD Thermal Couple Tree - Omega | 2008-09-01 |  | 16537.51 | -6.6 | 12.996
85 | TC | 8 | MnROAD Thermal Couple Tree - Omega | 2008-09-01 |  | 16537.51 | -6.6 | 18.504
85 | TC | 9 | MnROAD Thermal Couple Tree - Omega | 2008-09-01 |  | 16537.51 | -6.6 | 20
85 | TC | 10 | MnROAD Thermal Couple Tree - Omega | 2008-09-01 |  | 16537.51 | -6.6 | 24
85 | TC | 11 | MnROAD Thermal Couple Tree - Omega | 2008-09-01 |  | 16537.51 | -6.6 | 30
85 | TC | 12 | MnROAD Thermal Couple Tree - Omega | 2008-09-01 |  | 16537.51 | -6.6 | 36
85 | TC | 13 | MnROAD Thermal Couple Tree - Omega | 2008-09-01 |  | 16537.51 | -6.6 | 42
85 | TC | 14 | MnROAD Thermal Couple Tree - Omega | 2008-09-01 |  | 16537.51 | -6.6 | 48
85 | TC | 15 | MnROAD Thermal Couple Tree - Omega | 2008-09-01 |  | 16537.51 | -6.6 | 60
85 | TC | 16 | MnROAD Thermal Couple Tree - Omega | 2008-09-01 |  | 16537.51 | -6.6 | 72
85 | VW | 1 | Concrete Vibrating Wire Strain Gauge [low modulus] | 2008-09-01 |  | 16522.81 | -12 | 0.504 | Longitudinal
85 | VW | 2 | Concrete Vibrating Wire Strain Gauge [low modulus] | 2008-09-01 |  | 16522.84 | -12 | 6.504 | Longitudinal
85 | VW | 3 | Concrete Vibrating Wire Strain Gauge [low modulus] | 2008-09-01 |  | 16522.22 | -6.6 | 0.504 | Transverse
85 | VW | 4 | Concrete Vibrating Wire Strain Gauge [low modulus] | 2008-09-01 |  | 16522.2 | -6.5 | 6.504 | Transverse
85 | VW | 5 | Concrete Vibrating Wire Strain Gauge [low modulus] | 2008-09-01 |  | 16522.75 | -6.5 | 0.504 | Longitudinal
85 | VW | 6 | Concrete Vibrating Wire Strain Gauge [low modulus] | 2008-09-01 |  | 16522.66 | -6.6 | 6.504 | Longitudinal
85 | VW | 7 | Concrete Vibrating Wire Strain Gauge [low modulus] | 2008-09-01 |  | 16524.9 | -11.9 | 0.504 | Longitudinal
85 | VW | 8 | Concrete Vibrating Wire Strain Gauge [low modulus] | 2008-09-01 |  | 16524.87 | -11.9 | 6.504 | Longitudinal
85 | VW | 9 | Concrete Vibrating Wire Strain Gauge [low modulus] | 2008-09-01 |  | 16524.97 | -9.9 | 0.504 | Angled
85 | VW | 10 | Concrete Vibrating Wire Strain Gauge [low modulus] | 2008-09-01 |  | 16524.96 | -9.9 | 6.504 | Angled
85 | VW | 11 | Concrete Vibrating Wire Strain Gauge [low modulus] | 2008-09-01 |  | 16526.84 | -10.1 | 0.504 | Transverse
85 | VW | 12 | Concrete Vibrating Wire Strain Gauge [low modulus] | 2008-09-01 |  | 16526.79 | -10 | 6.504 | Transverse
85 | VW | 13 | Concrete Vibrating Wire Strain Gauge [low modulus] | 2008-09-01 |  | 16526.48 | -6.4 | 0.504 | Longitudinal
85 | VW | 14 | Concrete Vibrating Wire Strain Gauge [low modulus] | 2008-09-01 |  | 16526.49 | -6.6 | 6.504 | Longitudinal
85 | VW | 15 | Concrete Vibrating Wire Strain Gauge [low modulus] | 2008-09-01 |  | 16526.91 | -6.5 | 0.504 | Transverse
85 | VW | 16 | Concrete Vibrating Wire Strain Gauge [low modulus] | 2008-09-01 |  | 16526.95 | -6.5 | 6.504 | Transverse
85 | WM | 101 | Water Mark - Irrometer | 2008-10-20 |  | 16537.51 | -6.6 | 2
85 | WM | 102 | Water Mark - Irrometer | 2008-10-20 |  | 16537.51 | -6.6 | 6
85 | WM | 103 | Water Mark - Irrometer | 2008-10-20 |  | 16537.51 | -6.6 | 9
85 | WM | 104 | Water Mark - Irrometer | 2008-10-20 |  | 16537.51 | -6.6 | 15.5
85 | WM | 105 | Water Mark - Irrometer | 2008-10-20 |  | 16537.51 | -6.6 | 21.5
85 | WM | 106 | Water Mark - Irrometer | 2008-10-20 |  | 16537.51 | -6.6 | 34
85 | WM | 107 | Water Mark - Irrometer | 2008-10-20 |  | 16537.51 | -6.6 | 48
85 | WM | 108 | Water Mark - Irrometer | 2008-10-20 |  | 16537.51 | -6.6 | 60
85 | WM | 109 | Water Mark - Irrometer | 2008-10-20 |  | 16537.51 | -6.6 | 72
85 | XV | 1 | Concrete Vibrating Wire Strain Gauge [low modulus] | 2008-10-20 |  | 16522.81 | -12
85 | XV | 2 | Concrete Vibrating Wire Strain Gauge [low modulus] | 2008-10-20 |  | 16522.84 | -12
85 | XV | 3 | Concrete Vibrating Wire Strain Gauge [low modulus] | 2008-10-20 |  | 16522.22 | -6.6
85 | XV | 4 | Concrete Vibrating Wire Strain Gauge [low modulus] | 2008-10-20 |  | 16522.2 | -6.5
85 | XV | 5 | Concrete Vibrating Wire Strain Gauge [low modulus] | 2008-10-20 |  | 16522.75 | -6.5
85 | XV | 6 | Concrete Vibrating Wire Strain Gauge [low modulus] | 2008-10-20 |  | 16522.66 | -6.6
85 | XV | 7 | Concrete Vibrating Wire Strain Gauge [low modulus] | 2008-10-20 |  | 16524.9 | -11.9
85 | XV | 8 | Concrete Vibrating Wire Strain Gauge [low modulus] | 2008-10-20 |  | 16524.87 | -11.9
85 | XV | 9 | Concrete Vibrating Wire Strain Gauge [low modulus] | 2008-10-20 |  | 16524.97 | -9.9
85 | XV | 10 | Concrete Vibrating Wire Strain Gauge [low modulus] | 2008-10-20 |  | 16524.96 | -9.9
85 | XV | 11 | Concrete Vibrating Wire Strain Gauge [low modulus] | 2008-10-20 |  | 16526.84 | -10.1
85 | XV | 12 | Concrete Vibrating Wire Strain Gauge [low modulus] | 2008-10-20 |  | 16526.79 | -10
85 | XV | 13 | Concrete Vibrating Wire Strain Gauge [low modulus] | 2008-10-20 |  | 16526.48 | -6.4
85 | XV | 14 | Concrete Vibrating Wire Strain Gauge [low modulus] | 2008-10-20 |  | 16526.49 | -6.6
85 | XV | 15 | Concrete Vibrating Wire Strain Gauge [low modulus] | 2008-10-20 |  | 16526.91 | -6.5
85 | XV | 16 | Concrete Vibrating Wire Strain Gauge [low modulus] | 2008-10-20 |  | 16526.95 | -6.5
86 | EC | 1 | Decagon Moisture - 5TE | 2008-09-01 |  | 16676 | -6 | 21 | Vertical
86 | EC | 2 | Decagon Moisture - 5TE | 2008-09-01 |  | 16676 | -6 | 36 | Vertical
86 | EC | 3 | Decagon Moisture - 5TE | 2008-09-01 |  | 16676 | -6 | 48 | Vertical
86 | EC | 4 | Decagon Moisture - 5TE | 2008-09-01 |  | 16676 | -6 | 60 | Vertical
86 | EC | 5 | Decagon Moisture - 5TE | 2008-09-01 |  | 16676 | -6 | 72 | Vertical
86 | ET | 1 | Decagon Moisture - 5TE (temperature) | 2008-09-01 |  | 16676 | -6 | 21 | Vertical
86 | ET | 2 | Decagon Moisture - 5TE (temperature) | 2008-09-01 |  | 16676 | -6 | 36 | Vertical
86 | ET | 3 | Decagon Moisture - 5TE (temperature) | 2008-09-01 |  | 16676 | -6 | 48 | Vertical
86 | ET | 4 | Decagon Moisture - 5TE (temperature) | 2008-09-01 |  | 16676 | -6 | 60 | Vertical
86 | ET | 5 | Decagon Moisture - 5TE (temperature) | 2008-09-01 |  | 16676 | -6 | 72 | Vertical
86 | EW | 1 | Decagon Moisture - 5TE (volumetric moisture content) | 2008-09-01 |  | 16676 | -6 | 21 | Vertical
86 | EW | 2 | Decagon Moisture - 5TE (volumetric moisture content) | 2008-09-01 |  | 16676 | -6 | 36 | Vertical
86 | EW | 3 | Decagon Moisture - 5TE (volumetric moisture content) | 2008-09-01 |  | 16676 | -6 | 48 | Vertical
86 | EW | 4 | Decagon Moisture - 5TE (volumetric moisture content) | 2008-09-01 |  | 16676 | -6 | 60 | Vertical
86 | EW | 5 | Decagon Moisture - 5TE (volumetric moisture content) | 2008-09-01 |  | 16676 | -6 | 72 | Vertical
86 | FL | 4 | Flout | 2008-11-01 |  | 16594 | 0 | 0
86 | LE | 1 | Dynamic Strain Gauge - CTL | 2008-09-01 |  | 16681 | -9.5 | 4.5 | Transverse
86 | LE | 2 | Dynamic Strain Gauge - CTL | 2008-09-01 |  | 16683 | -9.5 | 4.5 | Transverse
86 | OS | 101 | MnROAD Open Stand Pipe | 2008-11-15 |  | 16818 | 0 | 0
86 | PG | 1 | Dynamic Normal Pressure Gauge - Geokon 3500 | 2008-09-01 |  | 16701.5 | -9.4 | 18.504
86 | PG | 2 | Dynamic Normal Pressure Gauge - Geokon 3500 | 2008-09-01 |  | 16705.9 | -9.9 | 18.504
86 | TC | 17 | MnROAD Thermal Couple Tree - Omega | 2008-09-01 |  | 16676 | -6 | 0.504
86 | TC | 18 | MnROAD Thermal Couple Tree - Omega | 2008-09-01 |  | 16676 | -6 | 1.5
86 | TC | 19 | MnROAD Thermal Couple Tree - Omega | 2008-09-01 |  | 16676 | -6 | 3
86 | TC | 20 | MnROAD Thermal Couple Tree - Omega | 2008-09-01 |  | 16676 | -6 | 4.5
86 | TC | 21 | MnROAD Thermal Couple Tree - Omega | 2008-09-01 |  | 16676 | -6 | 6.996
86 | TC | 22 | MnROAD Thermal Couple Tree - Omega | 2008-09-01 |  | 16676 | -6 | 9
86 | TC | 23 | MnROAD Thermal Couple Tree - Omega | 2008-09-01 |  | 16676 | -6 | 11.004
86 | TC | 24 | MnROAD Thermal Couple Tree - Omega | 2008-09-01 |  | 16676 | -6 | 15
86 | TC | 25 | MnROAD Thermal Couple Tree - Omega | 2008-09-01 |  | 16676 | -6 | 18.504
86 | TC | 26 | MnROAD Thermal Couple Tree - Omega | 2008-09-01 |  | 16676 | -6 | 20.004
86 | TC | 27 | MnROAD Thermal Couple Tree - Omega | 2008-09-01 |  | 16676 | -6 | 24
86 | TC | 28 | MnROAD Thermal Couple Tree - Omega | 2008-09-01 |  | 16676 | -6 | 30
86 | TC | 29 | MnROAD Thermal Couple Tree - Omega | 2008-09-01 |  | 16676 | -6 | 36
86 | TC | 30 | MnROAD Thermal Couple Tree - Omega | 2008-09-01 |  | 16676 | -6 | 48
86 | TC | 31 | MnROAD Thermal Couple Tree - Omega | 2008-09-01 |  | 16676 | -6 | 60
86 | TC | 32 | MnROAD Thermal Couple Tree - Omega | 2008-09-01 |  | 16676 | -6 | 72
86 | TE | 1 | Bituminous Transverse Embedment Strain Gauge | 2008-09-01 |  | 16677 | -9.5 | 4.5 | Longitudinal
86 | TE | 2 | Bituminous Transverse Embedment Strain Gauge | 2008-09-01 |  | 16679 | -9.5 | 4.5 | Longitudinal
87 | EC | 1 | Decagon moisture sensor | 2010-10-14 |  | 17041 | 11 | 19 | Vertical
87 | EC | 2 | Decagon moisture sensor | 2010-10-14 |  | 17041 | 11 | 24 | Vertical
87 | EC | 3 |  | 2010-10-14 |  | 17041 | 11 | 30 | Vertical
87 | EC | 4 | Decagon moisture sensor | 2010-10-14 |  | 17041 | 11 | 42 | Vertical
87 | EC | 5 | Decagon moisture sensor | 2010-10-14 |  | 17041 | 11 | 54 | Vertical
87 | ET | 1 | Decagon moisture sensor (temperature) | 2010-10-14 |  | 17041 | 11 | 19 | Vertical
87 | ET | 2 | Decagon moisture sensor (temperature) | 2010-10-14 |  | 17041 | 11 | 24 | Vertical
87 | ET | 3 | Decagon moisture sensor (temperature) | 2010-10-14 |  | 17041 | 11 | 30 | Vertical
87 | ET | 4 | Decagon moisture sensor (temperature) | 2010-10-14 |  | 17041 | 11 | 42 | Vertical
87 | ET | 5 | Decagon moisture sensor (temperature) | 2010-10-14 |  | 17041 | 11 | 54 | Vertical
87 | EW | 1 | Decagon moisture sensor (volumetric moisture content) | 2010-10-14 |  | 17041 | 11 | 19 | Vertical
87 | EW | 2 | Decagon moisture sensor (volumetric moisture content) | 2010-10-14 |  | 17041 | 11 | 24 | Vertical
87 | EW | 3 | Decagon moisture sensor (volumetric moisture content) | 2010-10-14 |  | 17041 | 11 | 30 | Vertical
87 | EW | 4 | Decagon moisture sensor (volumetric moisture content) | 2010-10-14 |  | 17041 | 11 | 42 | Vertical
87 | EW | 5 | Decagon moisture sensor (volumetric moisture content) | 2010-10-14 |  | 17041 | 11 | 54 | Vertical
87 | FL | 1 | Flout | 2008-11-01 |  | 16820 | 0 | 0
87 | TC | 1 | omega thermocouple | 2010-10-14 |  | 16825 | 11 | 0.5 | Vertical
87 | TC | 2 | omega thermocouple | 2010-10-14 |  | 16825 | 11 | 3 | Vertical
87 | TC | 3 | omega thermocouple | 2010-10-14 |  | 16825 | 11 | 4.5 | Vertical
87 | TC | 4 | omega thermocouple | 2010-10-14 |  | 16825 | 11 | 11 | Vertical
87 | TC | 5 | omega thermocouple | 2010-10-14 |  | 16825 | 11 | 18.5 | Vertical
87 | TC | 6 | omega thermocouple | 2010-10-14 |  | 16825 | 11 | 24 | Vertical
87 | TC | 7 | omega thermocouple | 2010-10-14 |  | 16825 | 11 | 30 | Vertical
87 | TC | 8 | omega thermocouple | 2010-10-14 |  | 16825 | 11 | 36 | Vertical
87 | TC | 9 | omega thermocouple | 2010-10-14 |  | 17041 | 11 | 0.5 | Vertical
87 | TC | 10 | omega thermocouple | 2010-10-14 |  | 17041 | 11 | 1.5 | Vertical
87 | TC | 11 | omega thermocouple | 2010-10-14 |  | 17041 | 11 | 3 | Vertical
87 | TC | 12 | omega thermocouple | 2010-10-14 |  | 17041 | 11 | 4.5 | Vertical
87 | TC | 13 | omega thermocouple | 2010-10-14 |  | 17041 | 11 | 7 | Vertical
87 | TC | 14 | omega thermocouple | 2010-10-14 |  | 17041 | 11 | 9 | Vertical
87 | TC | 15 | omega thermocouple | 2010-10-14 |  | 17041 | 11 | 11 | Vertical
87 | TC | 16 | omega thermocouple | 2010-10-14 |  | 17041 | 11 | 15 | Vertical
87 | TC | 17 | omega thermocouple | 2010-10-14 |  | 17041 | 11 | 18.5 | Vertical
87 | TC | 18 | omega thermocouple | 2010-10-14 |  | 17041 | 11 | 20 | Vertical
87 | TC | 19 | omega thermocouple | 2010-10-14 |  | 17041 | 11 | 24 | Vertical
87 | TC | 20 | omega thermocouple | 2010-10-14 |  | 17041 | 11 | 30 | Vertical
87 | TC | 21 | omega thermocouple | 2010-10-14 |  | 17041 | 11 | 36 | Vertical
87 | TC | 22 | omega thermocouple | 2010-10-14 |  | 17041 | 11 | 48 | Vertical
87 | TC | 23 | omega thermocouple | 2010-10-14 |  | 17041 | 11 | 60 | Vertical
87 | TC | 24 | omega thermocouple | 2010-10-14 |  | 17041 | 11 | 72 | Vertical
88 | EC | 1 | Decagon Moisture - 5TE | 2008-09-01 |  | 17216 | -6 | 21 | Vertical
88 | EC | 2 | Decagon Moisture - 5TE | 2008-09-01 |  | 17216 | -6 | 36 | Vertical
88 | EC | 3 | Decagon Moisture - 5TE | 2008-09-01 |  | 17216 | -6 | 48 | Vertical
88 | EC | 4 | Decagon Moisture - 5TE | 2008-09-01 |  | 17216 | -6 | 60
88 | EC | 5 | Decagon Moisture - 5TE | 2008-09-01 |  | 17216 | -6 | 72 | Vertical
88 | ET | 1 | Decagon Moisture - 5TE (temperature) | 2008-09-01 |  | 17216 | -6 | 21 | Vertical
88 | ET | 2 | Decagon Moisture - 5TE (temperature) | 2008-09-01 |  | 17216 | -6 | 36 | Vertical
88 | ET | 3 | Decagon Moisture - 5TE (temperature) | 2008-09-01 |  | 17216 | -6 | 48 | Vertical
88 | ET | 4 | Decagon Moisture - 5TE (temperature) | 2008-09-01 |  | 17216 | -6 | 60
88 | ET | 5 | Decagon Moisture - 5TE (temperature) | 2008-09-01 |  | 17216 | -6 | 72 | Vertical
88 | EW | 1 | Decagon Moisture - 5TE (volumetric moisture content) | 2008-09-01 |  | 17216 | -6 | 21 | Vertical
88 | EW | 2 | Decagon Moisture - 5TE (volumetric moisture content) | 2008-09-01 |  | 17216 | -6 | 36 | Vertical
88 | EW | 3 | Decagon Moisture - 5TE (volumetric moisture content) | 2008-09-01 |  | 17216 | -6 | 48 | Vertical
88 | EW | 4 | Decagon Moisture - 5TE (volumetric moisture content) | 2008-09-01 |  | 17216 | -6 | 60
88 | EW | 5 | Decagon Moisture - 5TE (volumetric moisture content) | 2008-09-01 |  | 17216 | -6 | 72 | Vertical
88 | FL | 2 | Flout | 2008-11-01 |  | 17046 | 0 | 0
88 | LE | 1 | Dynamic Strain Gauge - CTL | 2008-09-01 |  | 17221 | -9.5 | 4.5 | Transverse
88 | LE | 2 | Dynamic Strain Gauge - CTL | 2008-09-01 |  | 17223 | -9.5 | 4.5 | Transverse
88 | OS | 101 | MnROAD Open Stand Pipe | 2008-11-15 |  | 17048.75 | 0 | 0
88 | PG | 1 | Dynamic Normal Pressure Gauge - Geokon 3500 | 2008-09-01 |  | 17232.9 | -9.5 | 18.504
88 | PG | 2 | Dynamic Normal Pressure Gauge - Geokon 3500 | 2008-09-01 |  | 17237 | -9.7 | 18.504
88 | TC | 1 | MnROAD Thermal Couple Tree - Omega | 2008-09-01 |  | 17216 | -6 | 0.504
88 | TC | 2 | MnROAD Thermal Couple Tree - Omega | 2008-09-01 |  | 17216 | -6 | 1.5
88 | TC | 3 | MnROAD Thermal Couple Tree - Omega | 2008-09-01 |  | 17216 | -6 | 3
88 | TC | 4 | MnROAD Thermal Couple Tree - Omega | 2008-09-01 |  | 17216 | -6 | 4.5
88 | TC | 5 | MnROAD Thermal Couple Tree - Omega | 2008-09-01 |  | 17216 | -6 | 6.996
88 | TC | 6 | MnROAD Thermal Couple Tree - Omega | 2008-09-01 |  | 17216 | -6 | 9
88 | TC | 7 | MnROAD Thermal Couple Tree - Omega | 2008-09-01 |  | 17216 | -6 | 11.004
88 | TC | 8 | MnROAD Thermal Couple Tree - Omega | 2008-09-01 |  | 17216 | -6 | 15
88 | TC | 9 | MnROAD Thermal Couple Tree - Omega | 2008-09-01 |  | 17216 | -6 | 18.504
88 | TC | 10 | MnROAD Thermal Couple Tree - Omega | 2008-09-01 |  | 17216 | -6 | 20.004
88 | TC | 11 | MnROAD Thermal Couple Tree - Omega | 2008-09-01 |  | 17216 | -6 | 24
88 | TC | 12 | MnROAD Thermal Couple Tree - Omega | 2008-09-01 |  | 17216 | -6 | 30
88 | TC | 13 | MnROAD Thermal Couple Tree - Omega | 2008-09-01 |  | 17216 | -6 | 36
88 | TC | 14 | MnROAD Thermal Couple Tree - Omega | 2008-09-01 |  | 17216 | -6 | 48
88 | TC | 15 | MnROAD Thermal Couple Tree - Omega | 2008-09-01 |  | 17216 | -6 | 60
88 | TC | 16 | MnROAD Thermal Couple Tree - Omega | 2008-09-01 |  | 17216 | -6 | 72
88 | TE | 1 | Bituminous Transverse Embedment Strain Gauge | 2008-09-01 |  | 17217 | -9.5 | 4.5 | Longitudinal
88 | TE | 2 | Bituminous Transverse Embedment Strain Gauge | 2008-09-01 |  | 17219 | -9.5 | 4.5 | Longitudinal
89 | FL | 3 | Flout | 2008-11-01 |  | 17272 | 0 | 0
89 | FW | 1 | Concrete Vibrating Wire Strain Gauge [low modulus] (frequency) | 2008-09-01 |  | 17311.1 | -12 | 0.504 | Longitudinal
89 | FW | 2 | Concrete Vibrating Wire Strain Gauge [low modulus] (frequency) | 2008-09-01 |  | 17311.1 | -12 | 6.504 | Longitudinal
89 | FW | 3 | Concrete Vibrating Wire Strain Gauge [low modulus] (frequency) | 2008-09-01 |  | 17310.7 | -6.6 | 0.504 | Transverse
89 | FW | 4 | Concrete Vibrating Wire Strain Gauge [low modulus] (frequency) | 2008-09-01 |  | 17310.6 | -6.6 | 6.504 | Transverse
89 | FW | 5 | Concrete Vibrating Wire Strain Gauge [low modulus] (frequency) | 2008-09-01 |  | 17311.2 | -6.5 | 0.504 | Longitudinal
89 | FW | 6 | Concrete Vibrating Wire Strain Gauge [low modulus] (frequency) | 2008-09-01 |  | 17311.1 | -6.5 | 6.504 | Longitudinal
89 | FW | 7 | Concrete Vibrating Wire Strain Gauge [low modulus] (frequency) | 2008-09-01 |  | 17313.3 | -11.9 | 0.504 | Longitudinal
89 | FW | 8 | Concrete Vibrating Wire Strain Gauge [low modulus] (frequency) | 2008-09-01 |  | 17313.3 | -11.9 | 6.504 | Longitudinal
89 | FW | 9 | Concrete Vibrating Wire Strain Gauge [low modulus] (frequency) | 2008-09-01 |  | 17313.3 | -10 | 0.504 | Angled
89 | FW | 10 | Concrete Vibrating Wire Strain Gauge [low modulus] (frequency) | 2008-09-01 |  | 17313.3 | -9.8 | 6.504 | Angled
89 | FW | 11 | Concrete Vibrating Wire Strain Gauge [low modulus] (frequency) | 2008-09-01 |  | 17315.3 | -10 | 0.504 | Transverse
89 | FW | 12 | Concrete Vibrating Wire Strain Gauge [low modulus] (frequency) | 2008-09-01 |  | 17315.3 | -10.1 | 6.504 | Transverse
89 | FW | 13 | Concrete Vibrating Wire Strain Gauge [low modulus] (frequency) | 2008-09-01 |  | 17314.7 | -6.5 | 0.504 | Longitudinal
89 | FW | 14 | Concrete Vibrating Wire Strain Gauge [low modulus] (frequency) | 2008-09-01 |  | 17314.8 | -6.4 | 6.504 | Longitudinal
89 | FW | 15 | Concrete Vibrating Wire Strain Gauge [low modulus] (frequency) | 2008-09-01 |  | 17315.1 | -6.5 | 0.504 | Transverse
89 | FW | 16 | Concrete Vibrating Wire Strain Gauge [low modulus] (frequency) | 2008-09-01 |  | 17315.1 | -6.5 | 6.504 | Transverse
89 | IK | 101 | Maturity Sensor - Engius IntelliROCK II | 2008-09-01 |  | 17330.5 | -8 | 1.5
89 | IK | 102 | Maturity Sensor - Engius IntelliROCK II | 2008-09-01 |  | 17330.5 | -8 | 2.496
89 | IK | 103 | Maturity Sensor - Engius IntelliROCK II | 2008-09-01 |  | 17330.5 | -8 | 3.504
89 | IK | 104 | Maturity Sensor - Engius IntelliROCK II | 2008-09-01 |  | 17330.5 | -8 | 4.5
89 | IK | 105 | Maturity Sensor - Engius IntelliROCK II | 2008-09-01 |  | 17330.5 | -8 | 0.996
89 | IK | 106 | Maturity Sensor - Engius IntelliROCK II | 2008-09-01 |  | 17330.5 | -8 | 2.004
89 | IK | 107 | Maturity Sensor - Engius IntelliROCK II | 2008-09-01 |  | 17330.5 | -8 | 3
89 | IK | 108 | Maturity Sensor - Engius IntelliROCK II | 2008-09-01 |  | 17330.5 | -8 | 3.996
89 | IK | 109 | Maturity Sensor - Engius IntelliROCK II | 2008-09-01 |  | 17330.5 | -8 | 5.004
89 | OS | 101 | MnROAD Open Stand Pipe | 2008-11-15 |  | 17313 | 12 | 21
89 | OS | 102 | MnROAD Open Stand Pipe | 2008-11-15 |  | 17173 | 12 | 0
89 | PG | 1 | Dynamic Normal Pressure Gauge - Geokon 3500 | 2008-09-01 |  | 17305.81 | -9.7 | 18.504
89 | PG | 2 | Dynamic Normal Pressure Gauge - Geokon 3500 | 2008-09-01 |  | 17309.64 | -9.5 | 18.504
89 | RW | 1 | Concrete Vibrating Wire Strain Gauge [low modulus] (resistance) | 2008-09-01 |  | 17311.1 | -12 | 0.504 | Longitudinal
89 | RW | 2 | Concrete Vibrating Wire Strain Gauge [low modulus] (resistance) | 2008-09-01 |  | 17311.1 | -12 | 6.504 | Longitudinal
89 | RW | 3 | Concrete Vibrating Wire Strain Gauge [low modulus] (resistance) | 2008-09-01 |  | 17310.7 | -6.6 | 0.504 | Transverse
89 | RW | 4 | Concrete Vibrating Wire Strain Gauge [low modulus] (resistance) | 2008-09-01 |  | 17310.6 | -6.6 | 6.504 | Transverse
89 | RW | 5 | Concrete Vibrating Wire Strain Gauge [low modulus] (resistance) | 2008-09-01 |  | 17311.2 | -6.5 | 0.504 | Longitudinal
89 | RW | 6 | Concrete Vibrating Wire Strain Gauge [low modulus] (resistance) | 2008-09-01 |  | 17311.1 | -6.5 | 6.504 | Longitudinal
89 | RW | 7 | Concrete Vibrating Wire Strain Gauge [low modulus] (resistance) | 2008-09-01 |  | 17313.3 | -11.9 | 0.504 | Longitudinal
89 | RW | 8 | Concrete Vibrating Wire Strain Gauge [low modulus] (resistance) | 2008-09-01 |  | 17313.3 | -11.9 | 6.504 | Longitudinal
89 | RW | 9 | Concrete Vibrating Wire Strain Gauge [low modulus] (resistance) | 2008-09-01 |  | 17313.3 | -10 | 0.504 | Angled
89 | RW | 10 | Concrete Vibrating Wire Strain Gauge [low modulus] (resistance) | 2008-09-01 |  | 17313.3 | -9.8 | 6.504 | Angled
89 | RW | 11 | Concrete Vibrating Wire Strain Gauge [low modulus] (resistance) | 2008-09-01 |  | 17315.3 | -10 | 0.504 | Transverse
89 | RW | 12 | Concrete Vibrating Wire Strain Gauge [low modulus] (resistance) | 2008-09-01 |  | 17315.3 | -10.1 | 6.504 | Transverse
89 | RW | 13 | Concrete Vibrating Wire Strain Gauge [low modulus] (resistance) | 2008-09-01 |  | 17314.7 | -6.5 | 0.504 | Longitudinal
89 | RW | 14 | Concrete Vibrating Wire Strain Gauge [low modulus] (resistance) | 2008-09-01 |  | 17314.8 | -6.4 | 6.504 | Longitudinal
89 | RW | 15 | Concrete Vibrating Wire Strain Gauge [low modulus] (resistance) | 2008-09-01 |  | 17315.1 | -6.5 | 0.504 | Transverse
89 | RW | 16 | Concrete Vibrating Wire Strain Gauge [low modulus] (resistance) | 2008-09-01 |  | 17315.1 | -6.5 | 6.504 | Transverse
89 | TC | 17 | MnROAD Thermal Couple Tree - Omega | 2008-09-01 |  | 17320.81 | -6.5 | 0.504
89 | TC | 18 | MnROAD Thermal Couple Tree - Omega | 2008-09-01 |  | 17320.81 | -6.5 | 0.996
89 | TC | 19 | MnROAD Thermal Couple Tree - Omega | 2008-09-01 |  | 17320.81 | -6.5 | 1.5
89 | TC | 20 | MnROAD Thermal Couple Tree - Omega | 2008-09-01 |  | 17320.81 | -6.5 | 3.504
89 | TC | 21 | MnROAD Thermal Couple Tree - Omega | 2008-09-01 |  | 17320.81 | -6.5 | 6.504
89 | TC | 22 | MnROAD Thermal Couple Tree - Omega | 2008-09-01 |  | 17320.81 | -6.5 | 8.004
89 | TC | 23 | MnROAD Thermal Couple Tree - Omega | 2008-09-01 |  | 17320.81 | -6.5 | 12.996
89 | TC | 24 | MnROAD Thermal Couple Tree - Omega | 2008-09-01 |  | 17320.81 | -6.5 | 18.504
89 | TC | 25 | MnROAD Thermal Couple Tree - Omega | 2008-09-01 |  | 17320.81 | -6.5 | 20
89 | TC | 26 | MnROAD Thermal Couple Tree - Omega | 2008-09-01 |  | 17320.81 | -6.5 | 24
89 | TC | 27 | MnROAD Thermal Couple Tree - Omega | 2008-09-01 |  | 17320.81 | -6.5 | 30
89 | TC | 28 | MnROAD Thermal Couple Tree - Omega | 2008-09-01 |  | 17320.81 | -6.5 | 36
89 | TC | 29 | MnROAD Thermal Couple Tree - Omega | 2008-09-01 |  | 17320.81 | -6.5 | 42
89 | TC | 30 | MnROAD Thermal Couple Tree - Omega | 2008-09-01 |  | 17320.81 | -6.5 | 48
89 | TC | 31 | MnROAD Thermal Couple Tree - Omega | 2008-09-01 |  | 17320.81 | -6.5 | 60
89 | TC | 32 | MnROAD Thermal Couple Tree - Omega | 2008-09-01 |  | 17320.81 | -6.5 | 72
89 | VW | 1 | Concrete Vibrating Wire Strain Gauge [low modulus] | 2008-09-01 |  | 17311.07 | -12 | 0.504 | Longitudinal
89 | VW | 2 | Concrete Vibrating Wire Strain Gauge [low modulus] | 2008-09-01 |  | 17311.06 | -12 | 6.504 | Longitudinal
89 | VW | 3 | Concrete Vibrating Wire Strain Gauge [low modulus] | 2008-09-01 |  | 17310.67 | -6.6 | 0.504 | Transverse
89 | VW | 4 | Concrete Vibrating Wire Strain Gauge [low modulus] | 2008-09-01 |  | 17310.61 | -6.6 | 6.504 | Transverse
89 | VW | 5 | Concrete Vibrating Wire Strain Gauge [low modulus] | 2008-09-01 |  | 17311.15 | -6.5 | 0.504 | Longitudinal
89 | VW | 6 | Concrete Vibrating Wire Strain Gauge [low modulus] | 2008-09-01 |  | 17311.13 | -6.5 | 6.504 | Longitudinal
89 | VW | 7 | Concrete Vibrating Wire Strain Gauge [low modulus] | 2008-09-01 |  | 17313.34 | -11.9 | 0.504 | Longitudinal
89 | VW | 8 | Concrete Vibrating Wire Strain Gauge [low modulus] | 2008-09-01 |  | 17313.33 | -11.9 | 6.504 | Longitudinal
89 | VW | 9 | Concrete Vibrating Wire Strain Gauge [low modulus] | 2008-09-01 |  | 17313.33 | -10 | 0.504 | Angled
89 | VW | 10 | Concrete Vibrating Wire Strain Gauge [low modulus] | 2008-09-01 |  | 17313.28 | -9.8 | 6.504 | Angled
89 | VW | 11 | Concrete Vibrating Wire Strain Gauge [low modulus] | 2008-09-01 |  | 17315.3 | -10 | 0.504 | Transverse
89 | VW | 12 | Concrete Vibrating Wire Strain Gauge [low modulus] | 2008-09-01 |  | 17315.26 | -10.1 | 6.504 | Transverse
89 | VW | 13 | Concrete Vibrating Wire Strain Gauge [low modulus] | 2008-09-01 |  | 17314.66 | -6.5 | 0.504 | Longitudinal
89 | VW | 14 | Concrete Vibrating Wire Strain Gauge [low modulus] | 2008-09-01 |  | 17314.75 | -6.4 | 6.504 | Longitudinal
89 | VW | 15 | Concrete Vibrating Wire Strain Gauge [low modulus] | 2008-09-01 |  | 17315.11 | -6.5 | 0.504 | Transverse
89 | VW | 16 | Concrete Vibrating Wire Strain Gauge [low modulus] | 2008-09-01 |  | 17315.13 | -6.5 | 6.504 | Transverse
89 | XV | 1 | Concrete Vibrating Wire Strain Gauge [low modulus] | 2010-07-23 |  | 17311.07 | -12 | 0.05
89 | XV | 2 | Concrete Vibrating Wire Strain Gauge [low modulus] | 2010-07-23 |  | 17311.06 | -12 | 6.5
89 | XV | 3 | Concrete Vibrating Wire Strain Gauge [low modulus] | 2010-07-23 |  | 17310.67 | -6.6 | 0.05
89 | XV | 4 | Concrete Vibrating Wire Strain Gauge [low modulus] | 2010-07-23 |  | 17310.61 | -6.6 | 6.5
89 | XV | 5 | Concrete Vibrating Wire Strain Gauge [low modulus] | 2010-07-23 |  | 17311.15 | -6.5 | 0.05
89 | XV | 6 | Concrete Vibrating Wire Strain Gauge [low modulus] | 2010-07-23 |  | 17311.13 | -6.5 | 6.5
89 | XV | 7 | Concrete Vibrating Wire Strain Gauge [low modulus] | 2010-07-23 |  | 17313.34 | -11.9 | 0.05
89 | XV | 8 | Concrete Vibrating Wire Strain Gauge [low modulus] | 2010-07-23 |  | 17313.33 | -11.9 | 6.5
89 | XV | 9 | Concrete Vibrating Wire Strain Gauge [low modulus] | 2010-07-23 |  | 17313.33 | -10 | 0.05
89 | XV | 10 | Concrete Vibrating Wire Strain Gauge [low modulus] | 2010-07-23 |  | 17313.28 | -9.8 | 6.5
89 | XV | 11 | Concrete Vibrating Wire Strain Gauge [low modulus] | 2010-07-23 |  | 17315.3 | -10 | 0.05
89 | XV | 12 | Concrete Vibrating Wire Strain Gauge [low modulus] | 2010-07-23 |  | 17315.26 | -10.1 | 6.5
89 | XV | 13 | Concrete Vibrating Wire Strain Gauge [low modulus] | 2010-07-23 |  | 17314.66 | -6.5 | 0.05
89 | XV | 14 | Concrete Vibrating Wire Strain Gauge [low modulus] | 2010-07-23 |  | 17314.75 | -6.4 | 6.5
89 | XV | 15 | Concrete Vibrating Wire Strain Gauge [low modulus] | 2010-07-23 |  | 17314.75 | -6.5 | 0.05
89 | XV | 16 | Concrete Vibrating Wire Strain Gauge [low modulus] | 2010-07-23 |  | 17315.11 | -6.5 | 6.5
93 | CE | 1 | Dynamic Strain - Tokyo Sokki (PML-60) | 1997-10-23 | 2004-09-10 | 115535.77 | -11.14 | 0.72 | 45 Degrees
93 | CE | 2 | Dynamic Strain - Tokyo Sokki (PML-60) | 1997-10-23 | 2004-09-10 | 115535.77 | -11.14 | 3.36 | 45 Degrees
93 | CE | 3 | Dynamic Strain - Tokyo Sokki (PML-60) | 1997-10-23 | 2004-09-10 | 115536.77 | -10.14 | 0.6 | Longitudinal
93 | CE | 4 | Dynamic Strain - Tokyo Sokki (PML-60) | 1997-10-23 | 2004-09-10 | 115536.77 | -10.14 | 0.6 | 45 Degrees
93 | CE | 5 | Dynamic Strain - Tokyo Sokki (PML-60) | 1997-10-23 | 2004-09-10 | 115536.77 | -10.14 | 0.6 | Transverse
93 | CE | 6 | Dynamic Strain - Tokyo Sokki (PML-60) | 1997-10-23 | 2004-09-10 | 115536.77 | -10.14 | 3.24 | Longitudinal
93 | CE | 7 | Dynamic Strain - Tokyo Sokki (PML-60) | 1997-10-23 | 2004-09-10 | 115536.77 | -10.14 | 3.24 | 45 Degrees
93 | CE | 8 | Dynamic Strain - Tokyo Sokki (PML-60) | 1997-10-23 | 2004-09-10 | 115536.77 | -10.14 | 3.24 | Transverse
93 | CE | 9 | Dynamic Strain - Tokyo Sokki (PML-60) | 1997-10-23 | 2004-09-10 | 115536.77 | -8.53 | 3.6 | Longitudinal
93 | CE | 10 | Dynamic Strain - Tokyo Sokki (PML-60) | 1997-10-23 | 2004-09-10 | 115536.77 | -8.53 | 0.48 | Longitudinal
93 | CE | 11 | Dynamic Strain - Tokyo Sokki (PML-60) | 1997-10-23 | 2004-09-10 | 115538.41 | -11.11 | 0.96 | Transverse
93 | CE | 12 | Dynamic Strain - Tokyo Sokki (PML-60) | 1997-10-23 | 2004-09-10 | 115538.41 | -11.11 | 3.48 | Transverse
93 | CE | 13 | Dynamic Strain - Tokyo Sokki (PML-60) | 1997-10-23 | 2004-09-10 | 115539.07 | -10.11 | 0.84 | Transverse
93 | CE | 14 | Dynamic Strain - Tokyo Sokki (PML-60) | 1997-10-23 | 2004-09-10 | 115539.07 | -10.11 | 3.36 | Transverse
93 | CE | 15 | Dynamic Strain - Tokyo Sokki (PML-60) | 1997-10-23 | 2004-09-10 | 115543.78 | -11.12 | 0.72 | 45 Degrees
93 | CE | 16 | Dynamic Strain - Tokyo Sokki (PML-60) | 1997-10-23 | 2004-09-10 | 115543.78 | -11.12 | 3.48 | 45 Degrees
93 | CE | 17 | Dynamic Strain - Tokyo Sokki (PML-60) | 1997-10-23 | 2004-09-10 | 115544.78 | -11.78 | 0.84 | Longitudinal
93 | CE | 18 | Dynamic Strain - Tokyo Sokki (PML-60) | 1997-10-23 | 2004-09-10 | 115544.78 | -11.78 | 3.6 | Longitudinal
93 | CE | 19 | Dynamic Strain - Tokyo Sokki (PML-60) | 1997-10-23 | 2004-09-10 | 115544.78 | -10.11 | 0.72 | Longitudinal
93 | CE | 20 | Dynamic Strain - Tokyo Sokki (PML-60) | 1997-10-23 | 2004-09-10 | 115544.78 | -10.11 | 0.72 | 45 Degrees
93 | CE | 21 | Dynamic Strain - Tokyo Sokki (PML-60) | 1997-10-23 | 2004-09-10 | 115544.78 | -10.11 | 0.72 | Transverse
93 | CE | 22 | Dynamic Strain - Tokyo Sokki (PML-60) | 1997-10-23 | 2004-09-10 | 115544.78 | -10.11 | 3.36 | Longitudinal
93 | CE | 23 | Dynamic Strain - Tokyo Sokki (PML-60) | 1997-10-23 | 2004-09-10 | 115544.78 | -10.11 | 3.36 | 45 Degrees
93 | CE | 24 | Dynamic Strain - Tokyo Sokki (PML-60) | 1997-10-23 | 2004-09-10 | 115544.78 | -10.11 | 3.36 | Transverse
93 | CE | 25 | Dynamic Strain - Tokyo Sokki (PML-60) | 1997-10-23 | 2004-09-10 | 115546.54 | -10.1 | 0.6 | Transverse
93 | CE | 26 | Dynamic Strain - Tokyo Sokki (PML-60) | 1997-10-23 | 2004-09-10 | 115546.54 | -10.1 | 3.36 | Transverse
93 | CE | 27 | Dynamic Strain - Tokyo Sokki (PML-60) | 1997-10-23 | 2004-09-10 | 115547.2 | -11.1 | 0.84 | Transverse
93 | CE | 28 | Dynamic Strain - Tokyo Sokki (PML-60) | 1997-10-23 | 2004-09-10 | 115547.2 | -11.1 | 3.48 | Transverse
93 | CE | 29 | Dynamic Strain - Tokyo Sokki (PML-60) | 1997-10-23 | 2004-09-10 | 115548.87 | -11.77 | 0.72 | Longitudinal
93 | CE | 30 | Dynamic Strain - Tokyo Sokki (PML-60) | 1997-10-23 | 2004-09-10 | 115548.87 | -11.77 | 3.48 | Longitudinal
93 | CE | 31 | Dynamic Strain - Tokyo Sokki (PML-60) | 1997-10-23 | 2004-09-10 | 115548.87 | -8.53 | 0.72 | Longitudinal
93 | CE | 32 | Dynamic Strain - Tokyo Sokki (PML-60) | 1997-10-23 | 2004-09-10 | 115548.87 | -8.53 | 3.48 | Longitudinal
93 | FW | 1 | Concrete Vibrating Wire Strain Gauge [low modulus] (frequency) | 1997-10-23 | 2004-09-10 | 115364.4 | -11.6 | 3.48 | Longitudinal
93 | FW | 2 | Concrete Vibrating Wire Strain Gauge [low modulus] (frequency) | 1997-10-23 | 2004-09-10 | 115364.4 | -10.93 | 5.04 | 45 Degrees
93 | FW | 3 | Concrete Vibrating Wire Strain Gauge [low modulus] (frequency) | 1997-10-23 | 2004-09-10 | 115365.4 | -9.93 | 3.36 | Longitudinal
93 | FW | 4 | Concrete Vibrating Wire Strain Gauge [low modulus] (frequency) | 1997-10-23 | 2004-09-10 | 115367.1 | -10.93 | 3.48 | Transverse
93 | FW | 5 | Concrete Vibrating Wire Strain Gauge [low modulus] (frequency) | 1997-10-23 | 2004-09-10 | 115368.4 | -10.94 | 1.56 | 45 Degrees
93 | FW | 6 | Concrete Vibrating Wire Strain Gauge [low modulus] (frequency) | 1997-10-23 | 2004-09-10 | 115368.4 | -11.61 | 1.68 | Longitudinal
93 | FW | 7 | Concrete Vibrating Wire Strain Gauge [low modulus] (frequency) | 1997-10-23 | 2004-09-10 | 115369.4 | -9.96 | 1.68 | Longitudinal
93 | FW | 8 | Concrete Vibrating Wire Strain Gauge [low modulus] (frequency) | 1997-10-23 | 2004-09-10 | 115371 | -10.98 | 1.32 | Transverse
93 | LF | 1 |  | 1997-10-23 | 2004-09-10 | 115536.77 | -10.14 | 13.56 | Longitudinal
93 | LF | 2 |  | 1997-10-23 | 2004-09-10 | 115548.87 | -10.1 | 13.56 | Longitudinal
93 | MP | 1 |  | 1997-10-23 | 2004-09-10 | 115532.75 | -9.82 | 2.64
93 | MP | 2 |  | 1997-10-23 | 2004-09-10 | 115532.75 | -9.82 | 3.24
93 | MP | 3 |  | 1997-10-23 | 2004-09-10 | 115532.75 | -11.82 | 3.24
93 | MP | 4 |  | 1997-10-23 | 2004-09-10 | 115532.75 | -11.82 | 3.36
93 | MP | 5 |  | 1997-10-23 | 2004-09-10 | 115540.74 | -10.11 | 2.64
93 | MP | 6 |  | 1997-10-23 | 2004-09-10 | 115540.74 | -10.11 | 3.36
93 | MR | 1 |  | 1997-10-23 | 2004-09-10 | 115532.75 | -9.82 | 0.48
93 | MR | 2 |  | 1997-10-23 | 2004-09-10 | 115532.75 | -9.82 | 0.72
93 | MR | 3 |  | 1997-10-23 | 2004-09-10 | 115532.75 | -11.82 | 0.36
93 | MR | 4 |  | 1997-10-23 | 2004-09-10 | 115532.75 | -11.82 | 0.96
93 | MR | 5 |  | 1997-10-23 | 2004-09-10 | 115540.74 | -10.11 | 0.24
93 | MR | 6 |  | 1997-10-23 | 2004-09-10 | 115540.74 | -10.11 | 0.72
93 | RW | 1 | Concrete Vibrating Wire Strain Gauge [low modulus] (resistance) | 1997-10-23 | 2004-09-10 | 115364.4 | -11.6 | 3.48 | Longitudinal
93 | RW | 2 | Concrete Vibrating Wire Strain Gauge [low modulus] (resistance) | 1997-10-23 | 2004-09-10 | 115364.4 | -10.93 | 5.04 | 45 Degrees
93 | RW | 3 | Concrete Vibrating Wire Strain Gauge [low modulus] (resistance) | 1997-10-23 | 2004-09-10 | 115365.4 | -9.93 | 3.36 | Longitudinal
93 | RW | 4 | Concrete Vibrating Wire Strain Gauge [low modulus] (resistance) | 1997-10-23 | 2004-09-10 | 115367.1 | -10.93 | 3.48 | Transverse
93 | RW | 5 | Concrete Vibrating Wire Strain Gauge [low modulus] (resistance) | 1997-10-23 | 2004-09-10 | 115368.4 | -10.94 | 1.56 | 45 Degrees
93 | RW | 6 | Concrete Vibrating Wire Strain Gauge [low modulus] (resistance) | 1997-10-23 | 2004-09-10 | 115368.4 | -11.61 | 1.68 | Longitudinal
93 | RW | 7 | Concrete Vibrating Wire Strain Gauge [low modulus] (resistance) | 1997-10-23 | 2004-09-10 | 115369.4 | -9.96 | 1.68 | Longitudinal
93 | RW | 8 | Concrete Vibrating Wire Strain Gauge [low modulus] (resistance) | 1997-10-23 | 2004-09-10 | 115371 | -10.98 | 1.32 | Transverse
93 | TC | 1 | MnROAD Thermal Couple Tree - Omega | 1997-10-23 | 2004-09-10 | 115536.77 | -11.81 | 0.6
93 | TC | 2 | MnROAD Thermal Couple Tree - Omega | 1997-10-23 | 2004-09-10 | 115536.77 | -11.81 | 1.08
93 | TC | 3 | MnROAD Thermal Couple Tree - Omega | 1997-10-23 | 2004-09-10 | 115536.77 | -11.81 | 2.04
93 | TC | 4 | MnROAD Thermal Couple Tree - Omega | 1997-10-23 | 2004-09-10 | 115536.77 | -11.81 | 3.48
93 | TC | 5 | MnROAD Thermal Couple Tree - Omega | 1997-10-23 | 2004-09-10 | 115536.77 | -11.81 | 4.08
93 | TC | 6 | MnROAD Thermal Couple Tree - Omega | 1997-10-23 | 2004-09-10 | 115536.77 | -11.81 | 8.88
93 | TC | 7 | MnROAD Thermal Couple Tree - Omega | 1997-10-23 | 2004-09-10 | 115536.77 | -11.81 | 13.92
93 | TC | 8 | MnROAD Thermal Couple Tree - Omega | 1997-10-23 | 2004-09-10 | 115540.74 | -10.61 | 0.36
93 | TC | 9 | MnROAD Thermal Couple Tree - Omega | 1997-10-23 | 2004-09-10 | 115540.74 | -10.61 | 0.96
93 | TC | 10 | MnROAD Thermal Couple Tree - Omega | 1997-10-23 | 2004-09-10 | 115540.74 | -10.61 | 1.8
93 | TC | 11 | MnROAD Thermal Couple Tree - Omega | 1997-10-23 | 2004-09-10 | 115540.74 | -10.61 | 3.24
93 | TC | 12 | MnROAD Thermal Couple Tree - Omega | 1997-10-23 | 2004-09-10 | 115540.74 | -10.61 | 3.84
93 | TC | 13 | MnROAD Thermal Couple Tree - Omega | 1997-10-23 | 2004-09-10 | 115540.74 | -10.61 | 8.76
93 | TC | 14 | MnROAD Thermal Couple Tree - Omega | 1997-10-23 | 2004-09-10 | 115540.74 | -10.61 | 13.8
93 | VW | 1 | Concrete Vibrating Wire Strain Gauge [low modulus] | 1997-10-23 | 2004-09-10 | 115364.38 | -11.6 | 3.48 | Longitudinal
93 | VW | 2 | Concrete Vibrating Wire Strain Gauge [low modulus] | 1997-10-23 | 2004-09-10 | 115364.38 | -10.93 | 5.04 | 45 Degrees
93 | VW | 3 | Concrete Vibrating Wire Strain Gauge [low modulus] | 1997-10-23 | 2004-09-10 | 115365.38 | -9.93 | 3.36 | Longitudinal
93 | VW | 4 | Concrete Vibrating Wire Strain Gauge [low modulus] | 1997-10-23 | 2004-09-10 | 115367.1 | -10.93 | 3.48 | Transverse
93 | VW | 5 | Concrete Vibrating Wire Strain Gauge [low modulus] | 1997-10-23 | 2004-09-10 | 115368.43 | -10.94 | 1.56 | 45 Degrees
93 | VW | 6 | Concrete Vibrating Wire Strain Gauge [low modulus] | 1997-10-23 | 2004-09-10 | 115368.43 | -11.61 | 1.68 | Longitudinal
93 | VW | 7 | Concrete Vibrating Wire Strain Gauge [low modulus] | 1997-10-23 | 2004-09-10 | 115369.43 | -9.96 | 1.68 | Longitudinal
93 | VW | 8 | Concrete Vibrating Wire Strain Gauge [low modulus] | 1997-10-23 | 2004-09-10 | 115371.03 | -10.98 | 1.32 | Transverse
94 | CE | 1 | Dynamic Strain - Tokyo Sokki (PML-60) | 1997-10-23 | 2004-09-10 | 115898.95 | -11.17 | 0.72 | 45 Degrees
94 | CE | 2 | Dynamic Strain - Tokyo Sokki (PML-60) | 1997-10-23 | 2004-09-10 | 115898.95 | -11.17 | 2.52 | 45 Degrees
94 | CE | 3 | Dynamic Strain - Tokyo Sokki (PML-60) | 1997-10-23 | 2004-09-10 | 115899.95 | -10.16 | 0.6 | Longitudinal
94 | CE | 4 | Dynamic Strain - Tokyo Sokki (PML-60) | 1997-10-23 | 2004-09-10 | 115899.95 | -10.16 | 0.6 | 45 Degrees
94 | CE | 5 | Dynamic Strain - Tokyo Sokki (PML-60) | 1997-10-23 | 2004-09-10 | 115899.95 | -10.16 | 0.6 | Transverse
94 | CE | 6 | Dynamic Strain - Tokyo Sokki (PML-60) | 1997-10-23 | 2004-09-10 | 115899.95 | -10.16 | 2.28 | Longitudinal
94 | CE | 7 | Dynamic Strain - Tokyo Sokki (PML-60) | 1997-10-23 | 2004-09-10 | 115899.95 | -10.16 | 2.28 | 45 Degrees
94 | CE | 8 | Dynamic Strain - Tokyo Sokki (PML-60) | 1997-10-23 | 2004-09-10 | 115899.95 | -10.16 | 2.28 | Transverse
94 | CE | 9 | Dynamic Strain - Tokyo Sokki (PML-60) | 1997-10-23 | 2004-09-10 | 115899.95 | -8.53 | 0.6 | Longitudinal
94 | CE | 10 | Dynamic Strain - Tokyo Sokki (PML-60) | 1997-10-23 | 2004-09-10 | 115899.95 | -8.53 | 2.4 | Longitudinal
94 | CE | 11 | Dynamic Strain - Tokyo Sokki (PML-60) | 1997-10-23 | 2004-09-10 | 115901.69 | -11.16 | 0.84 | Transverse
94 | CE | 12 | Dynamic Strain - Tokyo Sokki (PML-60) | 1997-10-23 | 2004-09-10 | 115901.69 | -11.16 | 2.52 | Transverse
94 | CE | 13 | Dynamic Strain - Tokyo Sokki (PML-60) | 1997-10-23 | 2004-09-10 | 115902.35 | -10.16 | 0.72 | Transverse
94 | CE | 14 | Dynamic Strain - Tokyo Sokki (PML-60) | 1997-10-23 | 2004-09-10 | 115902.35 | -10.16 | 2.52 | Transverse
94 | CE | 15 | Dynamic Strain - Tokyo Sokki (PML-60) | 1997-10-23 | 2004-09-10 | 115904.02 | -11.83 | 0.96 | Longitudinal
94 | CE | 16 | Dynamic Strain - Tokyo Sokki (PML-60) | 1997-10-23 | 2004-09-10 | 115904.02 | -11.83 | 2.76 | Longitudinal
94 | CE | 17 | Dynamic Strain - Tokyo Sokki (PML-60) | 1997-10-23 | 2004-09-10 | 115906.97 | -11.15 | 0.72 | 45 Degrees
94 | CE | 18 | Dynamic Strain - Tokyo Sokki (PML-60) | 1997-10-23 | 2004-09-10 | 115906.97 | -11.15 | 2.64 | 45 Degrees
94 | CE | 19 | Dynamic Strain - Tokyo Sokki (PML-60) | 1997-10-23 | 2004-09-10 | 115907.97 | -10.16 | 0.36 | Longitudinal
94 | CE | 20 | Dynamic Strain - Tokyo Sokki (PML-60) | 1997-10-23 | 2004-09-10 | 115907.97 | -10.16 | 0.36 | 45 Degrees
94 | CE | 21 | Dynamic Strain - Tokyo Sokki (PML-60) | 1997-10-23 | 2004-09-10 | 115907.97 | -10.16 | 0.36 | Transverse
94 | CE | 22 | Dynamic Strain - Tokyo Sokki (PML-60) | 1997-10-23 | 2004-09-10 | 115907.97 | -10.16 | 2.52 | Longitudinal
94 | CE | 23 | Dynamic Strain - Tokyo Sokki (PML-60) | 1997-10-23 | 2004-09-10 | 115907.97 | -10.16 | 2.52 | Transverse
94 | CE | 24 | Dynamic Strain - Tokyo Sokki (PML-60) | 1997-10-23 | 2004-09-10 | 115907.97 | -10.16 | 2.52 | 45 Degrees
94 | CE | 25 | Dynamic Strain - Tokyo Sokki (PML-60) | 1997-10-23 | 2004-09-10 | 115907.97 | -11.83 | 0.96 | Longitudinal
94 | CE | 26 | Dynamic Strain - Tokyo Sokki (PML-60) | 1997-10-23 | 2004-09-10 | 115907.97 | -11.83 | 2.76 | Longitudinal
94 | CE | 27 | Dynamic Strain - Tokyo Sokki (PML-60) | 1997-10-23 | 2004-09-10 | 115909.65 | -10.17 | 0.72 | Transverse
94 | CE | 28 | Dynamic Strain - Tokyo Sokki (PML-60) | 1997-10-23 | 2004-09-10 | 115909.65 | -10.17 | 2.52 | Transverse
94 | CE | 29 | Dynamic Strain - Tokyo Sokki (PML-60) | 1997-10-23 | 2004-09-10 | 115910.31 | -11.17 | 1.08 | Transverse
94 | CE | 30 | Dynamic Strain - Tokyo Sokki (PML-60) | 1997-10-23 | 2004-09-10 | 115910.31 | -11.17 | 2.64 | Transverse
94 | CE | 31 | Dynamic Strain - Tokyo Sokki (PML-60) | 1997-10-23 | 2004-09-10 | 115911.98 | -8.52 | 0.72 | Longitudinal
94 | CE | 32 | Dynamic Strain - Tokyo Sokki (PML-60) | 1997-10-23 | 2004-09-10 | 115911.98 | -8.52 | 2.64 | Longitudinal
95 | CE | 1 | Dynamic Strain - Tokyo Sokki (PML-60) | 1997-10-23 | 2004-09-10 | 115954.98 | -11.18 | 0.96 | 45 Degrees
95 | CE | 2 | Dynamic Strain - Tokyo Sokki (PML-60) | 1997-10-23 | 2004-09-10 | 115954.98 | -11.18 | 2.64 | 45 Degrees
95 | CE | 3 | Dynamic Strain - Tokyo Sokki (PML-60) | 1997-10-23 | 2004-09-10 | 115956.48 | -9.16 | 0.84 | Longitudinal
95 | CE | 4 | Dynamic Strain - Tokyo Sokki (PML-60) | 1997-10-23 | 2004-09-10 | 115956.48 | -9.16 | 0.84 | 45 Degrees
95 | CE | 5 | Dynamic Strain - Tokyo Sokki (PML-60) | 1997-10-23 | 2004-09-10 | 115956.48 | -9.16 | 0.84 | Transverse
95 | CE | 6 | Dynamic Strain - Tokyo Sokki (PML-60) | 1997-10-23 | 2004-09-10 | 115956.48 | -9.16 | 2.52 | Longitudinal
95 | CE | 7 | Dynamic Strain - Tokyo Sokki (PML-60) | 1997-10-23 | 2004-09-10 | 115956.48 | -9.16 | 2.52 | 45 Degrees
95 | CE | 8 | Dynamic Strain - Tokyo Sokki (PML-60) | 1997-10-23 | 2004-09-10 | 115956.48 | -9.16 | 2.52 | Transverse
95 | CE | 9 | Dynamic Strain - Tokyo Sokki (PML-60) | 1997-10-23 | 2004-09-10 | 115956.48 | -6.55 | 1.08 | Longitudinal
95 | CE | 10 | Dynamic Strain - Tokyo Sokki (PML-60) | 1997-10-23 | 2004-09-10 | 115956.48 | -6.55 | 2.76 | Longitudinal
95 | CE | 11 | Dynamic Strain - Tokyo Sokki (PML-60) | 1997-10-23 | 2004-09-10 | 115958.71 | -10.14 | 0.84 | Transverse
95 | CE | 12 | Dynamic Strain - Tokyo Sokki (PML-60) | 1997-10-23 | 2004-09-10 | 115958.71 | -10.14 | 2.64 | Transverse
95 | CE | 13 | Dynamic Strain - Tokyo Sokki (PML-60) | 1997-10-23 | 2004-09-10 | 115959.37 | -9.14 | 0.72 | Transverse
95 | CE | 14 | Dynamic Strain - Tokyo Sokki (PML-60) | 1997-10-23 | 2004-09-10 | 115959.37 | -9.14 | 2.64 | Transverse
95 | CE | 15 | Dynamic Strain - Tokyo Sokki (PML-60) | 1997-10-23 | 2004-09-10 | 115961.54 | -11.84 | 0.96 | Longitudinal
95 | CE | 16 | Dynamic Strain - Tokyo Sokki (PML-60) | 1997-10-23 | 2004-09-10 | 115961.54 | -11.84 | 2.64 | Longitudinal
95 | CE | 17 | Dynamic Strain - Tokyo Sokki (PML-60) | 1997-10-23 | 2004-09-10 | 115964.98 | -11.2 | 0.84 | 45 Degrees
95 | CE | 18 | Dynamic Strain - Tokyo Sokki (PML-60) | 1997-10-23 | 2004-09-10 | 115964.98 | -11.2 | 2.64 | 45 Degrees
95 | CE | 19 | Dynamic Strain - Tokyo Sokki (PML-60) | 1997-10-23 | 2004-09-10 | 115966.48 | -9.19 | 0.96 | Longitudinal
95 | CE | 20 | Dynamic Strain - Tokyo Sokki (PML-60) | 1997-10-23 | 2004-09-10 | 115966.48 | -9.19 | 0.96 | 45 Degrees
95 | CE | 21 | Dynamic Strain - Tokyo Sokki (PML-60) | 1997-10-23 | 2004-09-10 | 115966.48 | -9.19 | 0.96 | Transverse
95 | CE | 22 | Dynamic Strain - Tokyo Sokki (PML-60) | 1997-10-23 | 2004-09-10 | 115966.48 | -9.19 | 2.64 | Longitudinal
95 | CE | 23 | Dynamic Strain - Tokyo Sokki (PML-60) | 1997-10-23 | 2004-09-10 | 115966.48 | -9.19 | 2.64 | 45 Degrees
95 | CE | 24 | Dynamic Strain - Tokyo Sokki (PML-60) | 1997-10-23 | 2004-09-10 | 115966.48 | -9.19 | 2.64 | Transverse
95 | CE | 25 | Dynamic Strain - Tokyo Sokki (PML-60) | 1997-10-23 | 2004-09-10 | 115966.48 | -11.86 | 0.96 | Longitudinal
95 | CE | 26 | Dynamic Strain - Tokyo Sokki (PML-60) | 1997-10-23 | 2004-09-10 | 115966.48 | -11.86 | 2.64 | Longitudinal
95 | CE | 27 | Dynamic Strain - Tokyo Sokki (PML-60) | 1997-10-23 | 2004-09-10 | 115968.63 | -9.17 | 0.84 | Transverse
95 | CE | 28 | Dynamic Strain - Tokyo Sokki (PML-60) | 1997-10-23 | 2004-09-10 | 115968.63 | -9.17 | 2.52 | Transverse
95 | CE | 29 | Dynamic Strain - Tokyo Sokki (PML-60) | 1997-10-23 | 2004-09-10 | 115969.29 | -10.17 | 0.72 | Transverse
95 | CE | 30 | Dynamic Strain - Tokyo Sokki (PML-60) | 1997-10-23 | 2004-09-10 | 115969.29 | -10.17 | 2.52 | Transverse
95 | CE | 31 | Dynamic Strain - Tokyo Sokki (PML-60) | 1997-10-23 | 2004-09-10 | 115971.46 | -6.57 | 2.76 | Longitudinal
95 | CE | 32 | Dynamic Strain - Tokyo Sokki (PML-60) | 1997-10-23 | 2004-09-10 | 115971.46 | -6.57 | 0.84 | Longitudinal
95 | FW | 9 | Concrete Vibrating Wire Strain Gauge [low modulus] (frequency) | 1997-10-23 | 2004-09-10 | 116200 | -11.82 | 1.8 | Longitudinal
95 | FW | 10 | Concrete Vibrating Wire Strain Gauge [low modulus] (frequency) | 1997-10-23 | 2004-09-10 | 116203.7 | -11.14 | 1.8 | Transverse
95 | FW | 11 | Concrete Vibrating Wire Strain Gauge [low modulus] (frequency) | 1997-10-23 | 2004-09-10 | 116208.7 | -11.19 | 0.96 | Transverse
95 | FW | 12 | Concrete Vibrating Wire Strain Gauge [low modulus] (frequency) | 1997-10-23 | 2004-09-10 | 116201.5 | -9.15 | 2.16 | Longitudinal
95 | FW | 13 | Concrete Vibrating Wire Strain Gauge [low modulus] (frequency) | 1997-10-23 | 2004-09-10 | 116200.5 | -10.66 | 1.92 | 45 Degrees
95 | FW | 14 | Concrete Vibrating Wire Strain Gauge [low modulus] (frequency) | 1997-10-23 | 2004-09-10 | 116205.5 | -10.64 | 0.96 | 45 Degrees
95 | FW | 15 | Concrete Vibrating Wire Strain Gauge [low modulus] (frequency) | 1997-10-23 | 2004-09-10 | 116205 | -11.81 | 1.32 | Longitudinal
95 | FW | 16 | Concrete Vibrating Wire Strain Gauge [low modulus] (frequency) | 1997-10-23 | 2004-09-10 | 116206.5 | -9.17 | 1.08 | Longitudinal
95 | LF | 1 |  | 1997-10-23 | 2004-09-10 | 115956.48 | -9.16 | 13.56 | Longitudinal
95 | LF | 2 |  | 1997-10-23 | 2004-09-10 | 115971.46 | -9.19 | 13.56
95 | MP | 1 |  | 1997-10-23 | 2004-09-10 | 115951.49 | -9.15 | 1.68
95 | MP | 2 |  | 1997-10-23 | 2004-09-10 | 115951.49 | -9.15 | 2.28
95 | MP | 3 |  | 1997-10-23 | 2004-09-10 | 115951.49 | -11.84 | 1.8
95 | MP | 4 |  | 1997-10-23 | 2004-09-10 | 115951.49 | -11.84 | 2.4
95 | MP | 5 |  | 1997-10-23 | 2004-09-10 | 115953.65 | -9.18 | 1.92
95 | MP | 6 |  | 1997-10-23 | 2004-09-10 | 115953.65 | -9.18 | 2.4
95 | MR | 1 |  | 1997-10-23 | 2004-09-10 | 115951.49 | -9.15 | 0.36
95 | MR | 2 |  | 1997-10-23 | 2004-09-10 | 115951.49 | -9.15 | 0.72
95 | MR | 3 |  | 1997-10-23 | 2004-09-10 | 115951.49 | -11.84 | 0.48
95 | MR | 4 |  | 1997-10-23 | 2004-09-10 | 115951.49 | -11.84 | 0.84
95 | MR | 5 |  | 1997-10-23 | 2004-09-10 | 115953.65 | -9.18 | 0.36
95 | MR | 6 |  | 1997-10-23 | 2004-09-10 | 115953.65 | -9.18 | 0.96
95 | RW | 9 | Concrete Vibrating Wire Strain Gauge [low modulus] (resistance) | 1997-10-23 | 2004-09-10 | 116200 | -11.82 | 1.8 | Longitudinal
95 | RW | 10 | Concrete Vibrating Wire Strain Gauge [low modulus] (resistance) | 1997-10-23 | 2004-09-10 | 116203.7 | -11.14 | 1.8 | Transverse
95 | RW | 11 | Concrete Vibrating Wire Strain Gauge [low modulus] (resistance) | 1997-10-23 | 2004-09-10 | 116208.7 | -11.19 | 0.96 | Transverse
95 | RW | 12 | Concrete Vibrating Wire Strain Gauge [low modulus] (resistance) | 1997-10-23 | 2004-09-10 | 116201.5 | -9.15 | 2.16 | Longitudinal
95 | RW | 13 | Concrete Vibrating Wire Strain Gauge [low modulus] (resistance) | 1997-10-23 | 2004-09-10 | 116200.5 | -10.66 | 1.92 | 45 Degrees
95 | RW | 14 | Concrete Vibrating Wire Strain Gauge [low modulus] (resistance) | 1997-10-23 | 2004-09-10 | 116205.5 | -10.64 | 0.96 | 45 Degrees
95 | RW | 15 | Concrete Vibrating Wire Strain Gauge [low modulus] (resistance) | 1997-10-23 | 2004-09-10 | 116205 | -11.81 | 1.32 | Longitudinal
95 | RW | 16 | Concrete Vibrating Wire Strain Gauge [low modulus] (resistance) | 1997-10-23 | 2004-09-10 | 116206.5 | -9.17 | 1.08 | Longitudinal
95 | TC | 1 | MnROAD Thermal Couple Tree - Omega | 1997-10-23 | 2004-09-10 | 115961.54 | -9.17 | 0.48
95 | TC | 2 | MnROAD Thermal Couple Tree - Omega | 1997-10-23 | 2004-09-10 | 115961.54 | -9.17 | 1.56
95 | TC | 3 | MnROAD Thermal Couple Tree - Omega | 1997-10-23 | 2004-09-10 | 115961.54 | -9.17 | 2.52
95 | TC | 4 | MnROAD Thermal Couple Tree - Omega | 1997-10-23 | 2004-09-10 | 115961.54 | -9.17 | 3
95 | TC | 5 | MnROAD Thermal Couple Tree - Omega | 1997-10-23 | 2004-09-10 | 115961.54 | -9.17 | 8.52
95 | TC | 6 | MnROAD Thermal Couple Tree - Omega | 1997-10-23 | 2004-09-10 | 115961.54 | -9.17 | 14.04
95 | TC | 8 | MnROAD Thermal Couple Tree - Omega | 1997-10-23 | 2004-09-10 | 115971.46 | -11.86 | 1.8
95 | TC | 9 | MnROAD Thermal Couple Tree - Omega | 1997-10-23 | 2004-09-10 | 115971.46 | -11.86 | 2.76
95 | TC | 10 | MnROAD Thermal Couple Tree - Omega | 1997-10-23 | 2004-09-10 | 115971.46 | -11.86 | 3.24
95 | TC | 11 | MnROAD Thermal Couple Tree - Omega | 1997-10-23 | 2004-09-10 | 115971.46 | -11.86 | 8.76
95 | TC | 12 | MnROAD Thermal Couple Tree - Omega | 1997-10-23 | 2004-09-10 | 115971.46 | -11.86 | 14.28
95 | TC | 13 | MnROAD Thermal Couple Tree - Omega | 2004-10-26 |  | 115952.17 | -8.94 | 8.04
95 | TC | 14 | MnROAD Thermal Couple Tree - Omega | 2004-10-26 |  | 115952.17 | -8.94 | 12
95 | VW | 9 | Concrete Vibrating Wire Strain Gauge [low modulus] | 1997-10-23 | 2004-09-10 | 116199.96 | -11.82 | 1.8 | Longitudinal
95 | VW | 10 | Concrete Vibrating Wire Strain Gauge [low modulus] | 1997-10-23 | 2004-09-10 | 116203.65 | -11.14 | 1.8 | Transverse
95 | VW | 11 | Concrete Vibrating Wire Strain Gauge [low modulus] | 1997-10-23 | 2004-09-10 | 116208.71 | -11.19 | 0.96 | Transverse
95 | VW | 12 | Concrete Vibrating Wire Strain Gauge [low modulus] | 1997-10-23 | 2004-09-10 | 116201.46 | -9.15 | 2.16 | Longitudinal
95 | VW | 13 | Concrete Vibrating Wire Strain Gauge [low modulus] | 1997-10-23 | 2004-09-10 | 116200.46 | -10.66 | 1.92 | 45 Degrees
95 | VW | 14 | Concrete Vibrating Wire Strain Gauge [low modulus] | 1997-10-23 | 2004-09-10 | 116205.48 | -10.64 | 0.96 | 45 Degrees
95 | VW | 15 | Concrete Vibrating Wire Strain Gauge [low modulus] | 1997-10-23 | 2004-09-10 | 116204.98 | -11.81 | 1.32 | Longitudinal
95 | VW | 16 | Concrete Vibrating Wire Strain Gauge [low modulus] | 1997-10-23 | 2004-09-10 | 116206.48 | -9.17 | 1.08 | Longitudinal
96 | CE | 1 | Dynamic Strain - Tokyo Sokki (PML-60) | 1997-10-23 | 2010-05-01 | 116370.47 | -10.65 | 0.6 | 45 Degrees
96 | CE | 2 | Dynamic Strain - Tokyo Sokki (PML-60) | 1997-10-23 | 2010-05-01 | 116370.47 | -10.65 | 5.52 | 45 Degrees
96 | CE | 3 | Dynamic Strain - Tokyo Sokki (PML-60) | 1997-10-23 | 2010-05-01 | 116371.47 | -9.16 | 0.6 | Longitudinal
96 | CE | 4 | Dynamic Strain - Tokyo Sokki (PML-60) | 1997-10-23 | 2010-05-01 | 116371.47 | -9.16 | 0.6 | 45 Degrees
96 | CE | 5 | Dynamic Strain - Tokyo Sokki (PML-60) | 1997-10-23 | 2010-05-01 | 116371.47 | -9.16 | 0.6 | Transverse
96 | CE | 6 | Dynamic Strain - Tokyo Sokki (PML-60) | 1997-10-23 | 2010-05-01 | 116371.47 | -9.16 | 5.52 | Longitudinal
96 | CE | 7 | Dynamic Strain - Tokyo Sokki (PML-60) | 1997-10-23 | 2010-05-01 | 116371.47 | -9.16 | 5.52 | 45 Degrees
96 | CE | 8 | Dynamic Strain - Tokyo Sokki (PML-60) | 1997-10-23 | 2010-05-01 | 116371.47 | -9.16 | 5.52 | Transverse
96 | CE | 9 | Dynamic Strain - Tokyo Sokki (PML-60) | 1997-10-23 | 2010-05-01 | 116371.47 | -6.46 | 0.96 | Longitudinal
96 | CE | 10 | Dynamic Strain - Tokyo Sokki (PML-60) | 1997-10-23 | 2010-05-01 | 116371.47 | -6.46 | 5.88 | Longitudinal
96 | CE | 11 | Dynamic Strain - Tokyo Sokki (PML-60) | 1997-10-23 | 2010-05-01 | 116373.58 | -10.18 | 0.72 | Transverse
96 | CE | 12 | Dynamic Strain - Tokyo Sokki (PML-60) | 1997-10-23 | 2010-05-01 | 116373.58 | -10.18 | 5.52 | Transverse
96 | CE | 13 | Dynamic Strain - Tokyo Sokki (PML-60) | 1997-10-23 | 2010-05-01 | 116374.24 | -9.18 | 0.84 | Transverse
96 | CE | 14 | Dynamic Strain - Tokyo Sokki (PML-60) | 1997-10-23 | 2010-05-01 | 116374.24 | -9.18 | 5.52 | Transverse
96 | CE | 15 | Dynamic Strain - Tokyo Sokki (PML-60) | 1997-10-23 | 2010-05-01 | 116376.41 | -11.86 | 1.08 | Longitudinal
96 | CE | 16 | Dynamic Strain - Tokyo Sokki (PML-60) | 1997-10-23 | 2010-05-01 | 116376.41 | -11.86 | 5.88 | Longitudinal
96 | CE | 17 | Dynamic Strain - Tokyo Sokki (PML-60) | 1997-10-23 | 2010-05-01 | 116376.41 | -6.46 | 5.88 | Longitudinal
96 | CE | 18 | Dynamic Strain - Tokyo Sokki (PML-60) | 1997-10-23 | 2010-05-01 | 116376.41 | -6.46 | 1.08 | Longitudinal
96 | CE | 19 | Dynamic Strain - Tokyo Sokki (PML-60) | 1997-10-23 | 2010-05-01 | 116380.33 | -10.69 | 0.84 | 45 Degrees
96 | CE | 20 | Dynamic Strain - Tokyo Sokki (PML-60) | 1997-10-23 | 2010-05-01 | 116380.33 | -10.69 | 5.64 | 45 Degrees
96 | CE | 21 | Dynamic Strain - Tokyo Sokki (PML-60) | 1997-10-23 | 2010-05-01 | 116381.33 | -11.86 | 0.96 | Longitudinal
96 | CE | 22 | Dynamic Strain - Tokyo Sokki (PML-60) | 1997-10-23 | 2010-05-01 | 116381.33 | -11.86 | 5.88 | Longitudinal
96 | CE | 23 | Dynamic Strain - Tokyo Sokki (PML-60) | 1997-10-23 | 2010-05-01 | 116383.58 | -9.19 | 1.08 | Transverse
96 | CE | 24 | Dynamic Strain - Tokyo Sokki (PML-60) | 1997-10-23 | 2010-05-01 | 116383.58 | -9.19 | 5.64 | Transverse
96 | CE | 25 | Dynamic Strain - Tokyo Sokki (PML-60) | 1997-10-23 | 2010-05-01 | 116381.33 | -9.19 | 0.84 | Longitudinal
96 | CE | 26 | Dynamic Strain - Tokyo Sokki (PML-60) | 1997-10-23 | 2010-05-01 | 116381.33 | -9.19 | 0.84 | 45 Degrees
96 | CE | 27 | Dynamic Strain - Tokyo Sokki (PML-60) | 1997-10-23 | 2010-05-01 | 116381.33 | -9.19 | 0.84 | Transverse
96 | CE | 28 | Dynamic Strain - Tokyo Sokki (PML-60) | 1997-10-23 | 2010-05-01 | 116381.33 | -9.19 | 5.64 | Longitudinal
96 | CE | 29 | Dynamic Strain - Tokyo Sokki (PML-60) | 1997-10-23 | 2010-05-01 | 116381.33 | -9.19 | 5.64 | 45 Degrees
96 | CE | 30 | Dynamic Strain - Tokyo Sokki (PML-60) | 1997-10-23 | 2010-05-01 | 116381.33 | -9.19 | 5.64 | Transverse
96 | CE | 31 | Dynamic Strain - Tokyo Sokki (PML-60) | 1997-10-23 | 2010-05-01 | 116384.24 | -10.19 | 0.84 | Transverse
96 | CE | 32 | Dynamic Strain - Tokyo Sokki (PML-60) | 1997-10-23 | 2010-05-01 | 116384.24 | -10.19 | 5.52 | Transverse
96 | LF | 1 |  | 1997-10-23 | 2010-05-01 | 116371.47 | -9.16 | 13.56 | Longitudinal
96 | LF | 2 |  | 1997-10-23 | 2010-05-01 | 116376.41 | -9.19 | 13.56 | Longitudinal
97 | CE | 1 | Dynamic Strain - Tokyo Sokki (PML-60) | 1997-10-23 |  | 116439.1 | -0.47 | 1.68 | Longitudinal
97 | CE | 2 | Dynamic Strain - Tokyo Sokki (PML-60) | 1997-10-23 |  | 116439.1 | -0.47 | 6.48 | Longitudinal
97 | CE | 3 | Dynamic Strain - Tokyo Sokki (PML-60) | 1997-10-23 |  | 116444.34 | -10.08 | 1.2 | Transverse
97 | CE | 4 | Dynamic Strain - Tokyo Sokki (PML-60) | 1997-10-23 |  | 116444.34 | -10.08 | 5.16 | Transverse
97 | CE | 5 | Dynamic Strain - Tokyo Sokki (PML-60) | 1997-10-23 |  | 116446.01 | -10.07 | 1.2 | 45 Degrees
97 | CE | 6 | Dynamic Strain - Tokyo Sokki (PML-60) | 1997-10-23 |  | 116446.01 | -10.07 | 5.76 | 45 Degrees
97 | CE | 7 | Dynamic Strain - Tokyo Sokki (PML-60) | 1997-10-23 |  | 116449.01 | -11.73 | 1.2 | Longitudinal
97 | CE | 8 | Dynamic Strain - Tokyo Sokki (PML-60) | 1997-10-23 |  | 116449.01 | -11.73 | 6 | Longitudinal
97 | CE | 9 | Dynamic Strain - Tokyo Sokki (PML-60) | 1997-10-23 |  | 116453.41 | -6.05 | 1.44 | Transverse
97 | CE | 10 | Dynamic Strain - Tokyo Sokki (PML-60) | 1997-10-23 |  | 116453.41 | -6.05 | 6.24 | Transverse
97 | CE | 11 | Dynamic Strain - Tokyo Sokki (PML-60) | 1997-10-23 |  | 116449.01 | -6.05 | 1.44 | Longitudinal
97 | CE | 12 | Dynamic Strain - Tokyo Sokki (PML-60) | 1997-10-23 |  | 116449.01 | -6.05 | 1.44 | 45 Degrees
97 | CE | 13 | Dynamic Strain - Tokyo Sokki (PML-60) | 1997-10-23 |  | 116449.01 | -6.05 | 1.44 | Transverse
97 | CE | 14 | Dynamic Strain - Tokyo Sokki (PML-60) | 1997-10-23 |  | 116449.01 | -6.05 | 6.12 | Longitudinal
97 | CE | 15 | Dynamic Strain - Tokyo Sokki (PML-60) | 1997-10-23 |  | 116449.01 | -6.05 | 6.12 | 45 Degrees
97 | CE | 16 | Dynamic Strain - Tokyo Sokki (PML-60) | 1997-10-23 |  | 116449.01 | -6.05 | 6.12 | Transverse
97 | CE | 17 | Dynamic Strain - Tokyo Sokki (PML-60) | 1997-10-23 |  | 116458.74 | -11.74 | 1.2 | Longitudinal
97 | CE | 18 | Dynamic Strain - Tokyo Sokki (PML-60) | 1997-10-23 |  | 116458.74 | -11.74 | 5.88 | Longitudinal
97 | CE | 19 | Dynamic Strain - Tokyo Sokki (PML-60) | 1997-10-23 |  | 116463.58 | -10.1 | 0.6 | Transverse
97 | CE | 20 | Dynamic Strain - Tokyo Sokki (PML-60) | 1997-10-23 |  | 116463.58 | -10.1 | 5.16 | Transverse
97 | CE | 21 | Dynamic Strain - Tokyo Sokki (PML-60) | 1997-10-23 |  | 116464.24 | -6.1 | 1.68 | Transverse
97 | CE | 22 | Dynamic Strain - Tokyo Sokki (PML-60) | 1997-10-23 |  | 116464.24 | -6.1 | 6.36 | Transverse
97 | CE | 23 | Dynamic Strain - Tokyo Sokki (PML-60) | 1997-10-23 |  | 116465.91 | -10.1 | 1.32 | 45 Degrees
97 | CE | 24 | Dynamic Strain - Tokyo Sokki (PML-60) | 1997-10-23 |  | 116465.91 | -10.1 | 6.12 | 45 Degrees
97 | CE | 25 | Dynamic Strain - Tokyo Sokki (PML-60) | 1997-10-23 |  | 116468.91 | -6.11 | 1.68 | Longitudinal
97 | CE | 26 | Dynamic Strain - Tokyo Sokki (PML-60) | 1997-10-23 |  | 116468.91 | -6.11 | 1.68 | 45 Degrees
97 | CE | 27 | Dynamic Strain - Tokyo Sokki (PML-60) | 1997-10-23 |  | 116468.91 | -6.11 | 1.68 | Transverse
97 | CE | 28 | Dynamic Strain - Tokyo Sokki (PML-60) | 1997-10-23 |  | 116468.91 | -6.11 | 6.24 | Longitudinal
97 | CE | 29 | Dynamic Strain - Tokyo Sokki (PML-60) | 1997-10-23 |  | 116468.91 | -6.11 | 6.24 | 45 Degrees
97 | CE | 30 | Dynamic Strain - Tokyo Sokki (PML-60) | 1997-10-23 |  | 116468.91 | -6.11 | 6.24 | Transverse
97 | CE | 31 | Dynamic Strain - Tokyo Sokki (PML-60) | 1997-10-23 |  | 116468.91 | -0.47 | 1.68 | Longitudinal
97 | CE | 32 | Dynamic Strain - Tokyo Sokki (PML-60) | 1997-10-23 |  | 116468.91 | -0.47 | 6.6 | Longitudinal
97 | FW | 1 | Concrete Vibrating Wire Strain Gauge [low modulus] (frequency) | 1997-10-23 |  | 116553.5 | -6.19 | 6.12 | Longitudinal
97 | FW | 2 | Concrete Vibrating Wire Strain Gauge [low modulus] (frequency) | 1997-10-23 |  | 116543.5 | -6.19 | 4.92 | Longitudinal
97 | FW | 3 | Concrete Vibrating Wire Strain Gauge [low modulus] (frequency) | 1997-10-23 |  | 116543.5 | -6.19 | 1.2 | Longitudinal
97 | FW | 4 | Concrete Vibrating Wire Strain Gauge [low modulus] (frequency) | 1997-10-23 |  | 116558.2 | -6.2 | 5.04 | Transverse
97 | FW | 5 | Concrete Vibrating Wire Strain Gauge [low modulus] (frequency) | 1997-10-23 |  | 116558.2 | -6.2 | 1.08 | Transverse
97 | FW | 6 | Concrete Vibrating Wire Strain Gauge [low modulus] (frequency) | 1997-10-23 |  | 116553.5 | -6.19 | 2.16 | Longitudinal
97 | FW | 7 | Concrete Vibrating Wire Strain Gauge [low modulus] (frequency) | 1997-10-23 |  | 116553.5 | -11.86 | 1.2 | Longitudinal
97 | FW | 8 | Concrete Vibrating Wire Strain Gauge [low modulus] (frequency) | 1997-10-23 |  | 116553.5 | -11.86 | 3.72 | Longitudinal
97 | MP | 1 |  | 1997-10-23 |  | 116439.1 | -6.08 | 4.44
97 | MP | 2 |  | 1997-10-23 |  | 116439.1 | -6.08 | 5.76
97 | MP | 3 |  | 1997-10-23 |  | 116439.1 | -11.75 | 4.32
97 | MP | 4 |  | 1997-10-23 |  | 116439.1 | -11.75 | 5.4
97 | MP | 5 |  | 1997-10-23 |  | 116443.68 | -6.08 | 4.68
97 | MP | 6 |  | 1997-10-23 |  | 116443.68 | -6.08 | 5.88
97 | MR | 1 |  | 1997-10-23 |  | 116439.1 | -6.08 | 0.84
97 | MR | 2 |  | 1997-10-23 |  | 116439.1 | -6.08 | 1.2
97 | MR | 3 |  | 1997-10-23 |  | 116439.1 | -6.08 | 1.56
97 | MR | 4 |  | 1997-10-23 |  | 116439.1 | -11.75 | 1.2
97 | MR | 5 |  | 1997-10-23 |  | 116439.1 | -11.75 | 1.56
97 | MR | 6 |  | 1997-10-23 |  | 116439.1 | -11.75 | 2.64
97 | MR | 7 |  | 1997-10-23 |  | 116443.68 | -6.08 | 1.32
97 | MR | 8 |  | 1997-10-23 |  | 116443.68 | -6.08 | 1.32
97 | MR | 9 |  | 1997-10-23 |  | 116443.68 | -6.08 | 2.88
97 | RW | 1 | Concrete Vibrating Wire Strain Gauge [low modulus] (resistance) | 1997-10-23 |  | 116553.5 | -6.19 | 6.12 | Longitudinal
97 | RW | 2 | Concrete Vibrating Wire Strain Gauge [low modulus] (resistance) | 1997-10-23 |  | 116543.5 | -6.19 | 4.92 | Longitudinal
97 | RW | 3 | Concrete Vibrating Wire Strain Gauge [low modulus] (resistance) | 1997-10-23 |  | 116543.5 | -6.19 | 1.2 | Longitudinal
97 | RW | 4 | Concrete Vibrating Wire Strain Gauge [low modulus] (resistance) | 1997-10-23 |  | 116558.2 | -6.2 | 5.04 | Transverse
97 | RW | 5 | Concrete Vibrating Wire Strain Gauge [low modulus] (resistance) | 1997-10-23 |  | 116558.2 | -6.2 | 1.08 | Transverse
97 | RW | 6 | Concrete Vibrating Wire Strain Gauge [low modulus] (resistance) | 1997-10-23 |  | 116553.5 | -6.19 | 2.16 | Longitudinal
97 | RW | 7 | Concrete Vibrating Wire Strain Gauge [low modulus] (resistance) | 1997-10-23 |  | 116553.5 | -11.86 | 1.2 | Longitudinal
97 | RW | 8 | Concrete Vibrating Wire Strain Gauge [low modulus] (resistance) | 1997-10-23 |  | 116553.5 | -11.86 | 3.72 | Longitudinal
97 | TC | 1 | MnROAD Thermal Couple Tree - Omega | 1997-10-23 |  | 116458.74 | -6.05 | 0.84
97 | TC | 2 | MnROAD Thermal Couple Tree - Omega | 1997-10-23 |  | 116458.74 | -6.05 | 1.92
97 | TC | 3 | MnROAD Thermal Couple Tree - Omega | 1997-10-23 |  | 116458.74 | -6.05 | 3.36
97 | TC | 4 | MnROAD Thermal Couple Tree - Omega | 1997-10-23 |  | 116458.74 | -6.05 | 4.44
97 | TC | 5 | MnROAD Thermal Couple Tree - Omega | 1997-10-23 |  | 116458.74 | -6.05 | 5.88
97 | TC | 6 | MnROAD Thermal Couple Tree - Omega | 1997-10-23 |  | 116458.74 | -6.05 | 6.36
97 | TC | 7 | MnROAD Thermal Couple Tree - Omega | 1997-10-23 |  | 116458.74 | -6.05 | 10.44
97 | TC | 8 | MnROAD Thermal Couple Tree - Omega | 1997-10-23 |  | 116458.74 | -6.05 | 14.4
97 | TC | 9 | MnROAD Thermal Couple Tree - Omega | 1997-10-23 |  | 116468.91 | -11.78 | 0.6
97 | TC | 10 | MnROAD Thermal Couple Tree - Omega | 1997-10-23 |  | 116468.91 | -11.78 | 1.56
97 | TC | 11 | MnROAD Thermal Couple Tree - Omega | 1997-10-23 |  | 116468.91 | -11.78 | 3.12
97 | TC | 12 | MnROAD Thermal Couple Tree - Omega | 1997-10-23 |  | 116468.91 | -11.78 | 4.08
97 | TC | 13 | MnROAD Thermal Couple Tree - Omega | 1997-10-23 |  | 116468.91 | -11.78 | 5.52
97 | TC | 14 | MnROAD Thermal Couple Tree - Omega | 1997-10-23 |  | 116468.91 | -11.78 | 6.12
97 | TC | 15 | MnROAD Thermal Couple Tree - Omega | 1997-10-23 |  | 116468.91 | -11.78 | 10.08
97 | TC | 16 | MnROAD Thermal Couple Tree - Omega | 1997-10-23 |  | 116468.91 | -11.78 | 14.04
97 | VW | 1 | Concrete Vibrating Wire Strain Gauge [low modulus] | 1997-10-23 |  | 116553.52 | -6.19 | 6.12 | Longitudinal
97 | VW | 2 | Concrete Vibrating Wire Strain Gauge [low modulus] | 1997-10-23 |  | 116543.49 | -6.19 | 4.92 | Longitudinal
97 | VW | 3 | Concrete Vibrating Wire Strain Gauge [low modulus] | 1997-10-23 |  | 116543.49 | -6.19 | 1.2 | Longitudinal
97 | VW | 4 | Concrete Vibrating Wire Strain Gauge [low modulus] | 1997-10-23 |  | 116558.22 | -6.2 | 5.04 | Transverse
97 | VW | 5 | Concrete Vibrating Wire Strain Gauge [low modulus] | 1997-10-23 |  | 116558.22 | -6.2 | 1.08 | Transverse
97 | VW | 6 | Concrete Vibrating Wire Strain Gauge [low modulus] | 1997-10-23 |  | 116553.52 | -6.19 | 2.16 | Longitudinal
97 | VW | 7 | Concrete Vibrating Wire Strain Gauge [low modulus] | 1997-10-23 |  | 116553.52 | -11.86 | 1.2 | Longitudinal
97 | VW | 8 | Concrete Vibrating Wire Strain Gauge [low modulus] | 1997-10-23 |  | 116553.52 | -11.86 | 3.72 | Longitudinal
105 | CE | 101 | Dynamic Strain - Tokyo Sokki (PML-60) | 2008-10-08 | 2011-08-01 | 112664.28 | -13.7 | 0.252 | Longitudinal
105 | CE | 102 | Dynamic Strain - Tokyo Sokki (PML-60) | 2008-10-08 | 2011-08-01 | 112664.28 | -13.7 | 3.756 | Longitudinal
105 | CE | 103 | Dynamic Strain - Tokyo Sokki (PML-60) | 2008-10-08 | 2011-08-01 | 112665.14 | -12 | 0.252 | Angled
105 | CE | 104 | Dynamic Strain - Tokyo Sokki (PML-60) | 2008-10-08 | 2011-08-01 | 112665.14 | -12 | 3.756 | Angled
105 | CE | 105 | Dynamic Strain - Tokyo Sokki (PML-60) | 2008-10-08 | 2011-08-01 | 112665.27 | -11.2 | 0.252 | Transverse
105 | CE | 106 | Dynamic Strain - Tokyo Sokki (PML-60) | 2008-10-08 | 2011-08-01 | 112665.27 | -11.2 | 3.756 | Transverse
105 | CE | 107 | Dynamic Strain - Tokyo Sokki (PML-60) | 2008-10-08 | 2011-08-01 | 112666 | -11 | 0.25 | Transverse
105 | CE | 108 | Dynamic Strain - Tokyo Sokki (PML-60) | 2008-10-08 | 2011-08-01 | 112666 | -7 | 0.248 | Longitudinal
105 | CE | 109 | Dynamic Strain - Tokyo Sokki (PML-60) | 2008-10-08 | 2011-08-01 | 112670.21 | -13.6 | 0.252 | Longitudinal
105 | CE | 110 | Dynamic Strain - Tokyo Sokki (PML-60) | 2008-10-08 | 2011-08-01 | 112670.21 | -13.6 | 3.756 | Longitudinal
105 | CE | 111 | Dynamic Strain - Tokyo Sokki (PML-60) | 2008-10-08 | 2011-08-01 | 112669.53 | -12 | 0.252 | Angled
105 | CE | 112 | Dynamic Strain - Tokyo Sokki (PML-60) | 2008-10-08 | 2011-08-01 | 112669.53 | -12 | 3.756 | Angled
105 | CE | 113 | Dynamic Strain - Tokyo Sokki (PML-60) | 2008-10-08 | 2011-08-01 | 112669.26 | -11.1 | 0.252 | Transverse
105 | CE | 114 | Dynamic Strain - Tokyo Sokki (PML-60) | 2008-10-08 | 2011-08-01 | 112669.26 | -11.1 | 3.756 | Transverse
105 | CE | 115 | Dynamic Strain - Tokyo Sokki (PML-60) | 2008-10-08 | 2011-08-01 | 112668 | -11 | 0.246 | Transverse
105 | CE | 116 | Dynamic Strain - Tokyo Sokki (PML-60) | 2008-10-08 | 2011-08-01 | 112668 | -7 | 0.246 | Longitudinal
105 | DT | 101 | Linear Variable Differential Transducer | 2008-10-08 | 2011-08-01 | 112655 | -14.2 | 0.756 | Vertical
105 | DT | 102 | Linear Variable Differential Transducer | 2008-10-08 | 2011-08-01 | 112655 | -14.2 | 0.756 | Vertical
105 | IV | 101 | Invar Rod | 2008-10-08 | 2011-08-01 | 112697.27 | -14.3 | 8.004
106 | CE | 101 | Dynamic Strain - Tokyo Sokki (PML-60) | 2008-10-09 | 2011-08-01 | 113372.5 | -11.5 | 6.744 | Longitudinal
106 | CE | 102 | Dynamic Strain - Tokyo Sokki (PML-60) | 2008-10-09 | 2011-08-01 | 113372.5 | -6 | 2.244 | Transverse
106 | CE | 103 | Dynamic Strain - Tokyo Sokki (PML-60) | 2008-10-09 | 2011-08-01 | 113377 | -11.5 | 2.244 | Longitudinal
106 | CE | 104 | Dynamic Strain - Tokyo Sokki (PML-60) | 2008-10-09 | 2011-08-01 | 113376.8 | -10.2 | 2.244 | Angled
106 | CE | 105 | Dynamic Strain - Tokyo Sokki (PML-60) | 2008-10-09 | 2011-08-01 | 113379 | -9 | 2.244 | Transverse
106 | CE | 106 | Dynamic Strain - Tokyo Sokki (PML-60) | 2008-10-09 | 2011-08-01 | 113379 | -6 | 2.244 | Transverse
106 | CE | 107 | Dynamic Strain - Tokyo Sokki (PML-60) | 2008-10-09 | 2011-08-01 | 113387.5 | -11.5 | 2.244 | Longitudinal
106 | CE | 108 | Dynamic Strain - Tokyo Sokki (PML-60) | 2008-10-09 | 2011-08-01 | 113387.5 | -11.5 | 6.744 | Longitudinal
106 | CE | 109 | Dynamic Strain - Tokyo Sokki (PML-60) | 2008-10-09 | 2011-08-01 | 113387.54 | -9 | 2.244 | Transverse
106 | CE | 110 | Dynamic Strain - Tokyo Sokki (PML-60) | 2008-10-09 | 2011-08-01 | 113387.54 | -9 | 6.744 | Transverse
106 | CE | 111 | Dynamic Strain - Tokyo Sokki (PML-60) | 2008-10-09 | 2011-08-01 | 113388.2 | -9 | 2.244 | Longitudinal
106 | CE | 112 | Dynamic Strain - Tokyo Sokki (PML-60) | 2008-10-09 | 2011-08-01 | 113388.02 | -9 | 6.744 | Longitudinal
106 | CE | 113 | Dynamic Strain - Tokyo Sokki (PML-60) | 2008-10-09 | 2011-08-01 | 113387.61 | -6.3 | 2.244 | Transverse
106 | CE | 114 | Dynamic Strain - Tokyo Sokki (PML-60) | 2008-10-09 | 2011-08-01 | 113387.61 | -6.3 | 6.744 | Transverse
106 | CE | 115 | Dynamic Strain - Tokyo Sokki (PML-60) | 2008-10-09 | 2011-08-01 | 113388.07 | -6.2 | 2.244 | Longitudinal
106 | CE | 116 | Dynamic Strain - Tokyo Sokki (PML-60) | 2008-10-09 | 2011-08-01 | 113388.07 | -6.2 | 6.744 | Longitudinal
106 | CE | 117 | Dynamic Strain - Tokyo Sokki (PML-60) | 2008-10-09 | 2011-08-01 | 113392.33 | -11.6 | 2.244 | Longitudinal
106 | CE | 118 | Dynamic Strain - Tokyo Sokki (PML-60) | 2008-10-09 | 2011-08-01 | 113392.33 | -11.6 | 6.744 | Longitudinal
106 | CE | 119 | Dynamic Strain - Tokyo Sokki (PML-60) | 2008-10-09 | 2011-08-01 | 113392.42 | -10.2 | 2.244 | Angled
106 | CE | 120 | Dynamic Strain - Tokyo Sokki (PML-60) | 2008-10-09 | 2011-08-01 | 113392.42 | -10.2 | 6.744 | Angled
106 | CE | 121 | Dynamic Strain - Tokyo Sokki (PML-60) | 2008-10-09 | 2011-08-01 | 113393.62 | -9.2 | 2.244 | Transverse
106 | CE | 122 | Dynamic Strain - Tokyo Sokki (PML-60) | 2008-10-09 | 2011-08-01 | 113393.62 | -9.2 | 6.744 | Transverse
106 | CE | 123 | Dynamic Strain - Tokyo Sokki (PML-60) | 2008-10-09 | 2011-08-01 | 113393.5 | -6.1 | 2.244 | Transverse
106 | CE | 124 | Dynamic Strain - Tokyo Sokki (PML-60) | 2008-10-09 | 2011-08-01 | 113393.5 | -6.1 | 6.744 | Transverse
106 | DT | 101 | Linear Variable Differential Transducer | 2008-10-30 | 2011-08-01 | 113372.5 | -12.2 | 0.756
106 | DT | 102 | Linear Variable Differential Transducer | 2008-10-30 | 2011-08-01 | 113380 | -12.2 | 0.756
106 | DT | 103 | Linear Variable Differential Transducer | 2008-10-30 | 2011-08-01 | 113380 | -12.2 | 0.756
106 | DT | 104 | Linear Variable Differential Transducer | 2008-10-30 | 2011-08-01 | 113387.5 | -12.2 | 0.756
106 | DT | 105 | Linear Variable Differential Transducer | 2008-10-30 | 2011-08-01 | 113395 | -12.2 | 0.756
106 | DT | 106 | Linear Variable Differential Transducer | 2008-10-30 | 2011-08-01 | 113395 | -12.2 | 0.756
106 | EC | 101 | Decagon Moisture - 5TE | 2010-06-02 | 2011-08-01 | 113386.48 | -5.8 | 9 | Vertical
106 | EC | 102 | Decagon Moisture - 5TE | 2010-06-02 | 2011-08-01 | 113386.48 | -5.8 | 12 | Vertical
106 | EC | 103 | Decagon Moisture - 5TE | 2010-06-02 | 2011-08-01 | 113386.48 | -5.8 | 15 | Vertical
106 | EC | 104 | Decagon Moisture - 5TE | 2010-06-02 | 2011-08-01 | 113386.48 | -5.8 | 20 | Vertical
106 | EC | 105 | Decagon Moisture - 5TE | 2010-06-02 | 2011-08-01 | 113386.48 | -5.8 | 24 | Vertical
106 | EC | 106 | Decagon Moisture - 5TE | 2010-06-02 | 2011-08-01 | 113386.48 | -5.8 | 36 | Vertical
106 | EC | 107 | Decagon Moisture - 5TE | 2010-06-02 | 2011-08-01 | 113386.48 | -5.8 | 48 | Vertical
106 | EC | 108 | Decagon Moisture - 5TE | 2010-06-02 | 2011-08-01 | 113386.48 | -5.8 | 60 | Vertical
106 | ET | 101 | Decagon Moisture - 5TE (temperature) | 2010-06-02 | 2011-08-01 | 113386.5 | -5.8 | 9 | Vertical
106 | ET | 102 | Decagon Moisture - 5TE (temperature) | 2010-06-02 | 2011-08-01 | 113386.5 | -5.8 | 12 | Vertical
106 | ET | 103 | Decagon Moisture - 5TE (temperature) | 2010-06-02 | 2011-08-01 | 113386.5 | -5.8 | 15 | Vertical
106 | ET | 104 | Decagon Moisture - 5TE (temperature) | 2010-06-02 | 2011-08-01 | 113386.5 | -5.8 | 20 | Vertical
106 | ET | 105 | Decagon Moisture - 5TE (temperature) | 2010-06-02 | 2011-08-01 | 113386.5 | -5.8 | 24 | Vertical
106 | ET | 106 | Decagon Moisture - 5TE (temperature) | 2010-06-02 | 2011-08-01 | 113386.5 | -5.8 | 36 | Vertical
106 | ET | 107 | Decagon Moisture - 5TE (temperature) | 2010-06-02 | 2011-08-01 | 113386.5 | -5.8 | 48 | Vertical
106 | ET | 108 | Decagon Moisture - 5TE (temperature) | 2010-06-02 | 2011-08-01 | 113386.5 | -5.8 | 60 | Vertical
106 | EW | 101 | Decagon Moisture - 5TE (volumetric moisture content) | 2010-06-02 | 2011-08-01 | 113386.5 | -5.8 | 9 | Vertical
106 | EW | 102 | Decagon Moisture - 5TE (volumetric moisture content) | 2010-06-02 | 2011-08-01 | 113386.5 | -5.8 | 12 | Vertical
106 | EW | 103 | Decagon Moisture - 5TE (volumetric moisture content) | 2010-06-02 | 2011-08-01 | 113386.5 | -5.8 | 15 | Vertical
106 | EW | 104 | Decagon Moisture - 5TE (volumetric moisture content) | 2010-06-02 | 2011-08-01 | 113386.5 | -5.8 | 20 | Vertical
106 | EW | 105 | Decagon Moisture - 5TE (volumetric moisture content) | 2010-06-02 | 2011-08-01 | 113386.5 | -5.8 | 24 | Vertical
106 | EW | 106 | Decagon Moisture - 5TE (volumetric moisture content) | 2010-06-02 | 2011-08-01 | 113386.5 | -5.8 | 36 | Vertical
106 | EW | 107 | Decagon Moisture - 5TE (volumetric moisture content) | 2010-06-02 | 2011-08-01 | 113386.5 | -5.8 | 48 | Vertical
106 | EW | 108 | Decagon Moisture - 5TE (volumetric moisture content) | 2010-06-02 | 2011-08-01 | 113386.5 | -5.8 | 60 | Vertical
106 | FT | 101 | Static Normal Pressure - Geokon 4800 (frequency) | 2008-10-09 | 2011-08-01 | 113372.5 | -7 | 6.996
106 | FT | 102 | Static Normal Pressure - Geokon 4800 (frequency) | 2008-10-09 | 2011-08-01 | 113379 | -11.3 | 7 | Normal
106 | FW | 101 | Concrete Vibrating Wire Strain Gauge [low modulus] (frequency) | 2008-10-08 | 2011-08-01 | 113368 | -11 | 3 | Longitudinal
106 | FW | 102 | Concrete Vibrating Wire Strain Gauge [low modulus] (frequency) | 2008-10-08 | 2011-08-01 | 113368 | -10.9 | 6 | Longitudinal
106 | FW | 103 | Concrete Vibrating Wire Strain Gauge [low modulus] (frequency) | 2008-10-08 | 2011-08-01 | 13367.3 | -10.1 | 3 | Angled
106 | FW | 104 | Concrete Vibrating Wire Strain Gauge [low modulus] (frequency) | 2008-10-08 | 2011-08-01 | 113367.2 | -10.1 | 6 | Angled
106 | FW | 105 | Concrete Vibrating Wire Strain Gauge [low modulus] (frequency) | 2008-10-08 | 2011-08-01 | 113366.1 | -9.1 | 3 | Transverse
106 | FW | 106 | Concrete Vibrating Wire Strain Gauge [low modulus] (frequency) | 2008-10-08 | 2011-08-01 | 113366 | -9.1 | 6 | Transverse
106 | FW | 107 | Concrete Vibrating Wire Strain Gauge [low modulus] (frequency) | 2008-10-08 | 2011-08-01 | 113366 | -6 | 3 | Longitudinal
106 | FW | 108 | Concrete Vibrating Wire Strain Gauge [low modulus] (frequency) | 2008-10-08 | 2011-08-01 | 113366 | -6.1 | 6 | Longitudinal
106 | FW | 109 | Concrete Vibrating Wire Strain Gauge [low modulus] (frequency) | 2008-10-08 | 2011-08-01 | 113366.5 | -5.9 | 3 | Transverse
106 | FW | 110 | Concrete Vibrating Wire Strain Gauge [low modulus] (frequency) | 2008-10-08 | 2011-08-01 | 113366.5 | -5.9 | 6 | Transverse
106 | FW | 111 | Concrete Vibrating Wire Strain Gauge [low modulus] (frequency) | 2008-10-08 | 2011-08-01 | 113372.6 | -10.9 | 3 | Longitudinal
106 | FW | 112 | Concrete Vibrating Wire Strain Gauge [low modulus] (frequency) | 2008-10-08 | 2011-08-01 | 113372.7 | -10.9 | 6 | Longitudinal
106 | FW | 113 | Concrete Vibrating Wire Strain Gauge [low modulus] (frequency) | 2008-10-08 | 2011-08-01 | 113371.9 | -6.1 | 3 | Longitudinal
106 | FW | 114 | Concrete Vibrating Wire Strain Gauge [low modulus] (frequency) | 2008-10-08 | 2011-08-01 | 113372 | -6.1 | 6 | Longitudinal
106 | FW | 115 | Concrete Vibrating Wire Strain Gauge [low modulus] (frequency) | 2008-10-08 | 2011-08-01 | 113372.9 | -6 | 3 | Transverse
106 | FW | 116 | Concrete Vibrating Wire Strain Gauge [low modulus] (frequency) | 2008-10-08 | 2011-08-01 | 113372.9 | -6 | 6 | Transverse
106 | HC | 101 | Horizonal Clip Gauge - Tokyo Sokki (PI-5S-50/150) | 2008-10-10 | 2011-08-01 | 113380 | -11 | 3 | Longitudinal
106 | HC | 102 | Horizonal Clip Gauge - Tokyo Sokki (PI-5S-50/150) | 2008-10-10 | 2011-08-01 | 113380 | -11 | 6 | Longitudinal
106 | HC | 103 | Horizonal Clip Gauge - Tokyo Sokki (PI-5S-50/150) | 2008-10-10 | 2011-08-01 | 113380 | -6 | 3 | Longitudinal
106 | HC | 104 | Horizonal Clip Gauge - Tokyo Sokki (PI-5S-50/150) | 2008-10-10 | 2011-08-01 | 113380 | -6 | 6 | Longitudinal
106 | HV | 101 | Horizonal Clip Gauge - Tokyo Sokki (PI-5S-50/150) (voltage) | 2008-10-10 | 2011-08-01 | 113380 | -11 | 3 | Longitudinal
106 | HV | 102 | Horizonal Clip Gauge - Tokyo Sokki (PI-5S-50/150) (voltage) | 2008-10-10 | 2011-08-01 | 113380 | -11 | 6 | Longitudinal
106 | HV | 103 | Horizonal Clip Gauge - Tokyo Sokki (PI-5S-50/150) (voltage) | 2008-10-10 | 2011-08-01 | 113380 | -6 | 3 | Longitudinal
106 | HV | 104 | Horizonal Clip Gauge - Tokyo Sokki (PI-5S-50/150) (voltage) | 2008-10-10 | 2011-08-01 | 113380 | -6 | 6 | Longitudinal
106 | IV | 101 | Invar Rod | 2008-10-09 | 2011-08-01 | 113372.5 | -12.2 | 6
106 | IV | 102 | Invar Rod | 2008-10-09 | 2011-08-01 | 113380 | -12.2 | 6
106 | IV | 103 | Invar Rod | 2008-10-09 | 2011-08-01 | 113387.5 | -12.2 | 6
106 | IV | 104 | Invar Rod | 2008-10-09 | 2011-08-01 | 113395 | -12.2 | 6
106 | LE | 101 | Dynamic Strain Gauge - Dynatest | 2008-10-30 | 2011-08-01 | 113372.54 | -11.4 | 2.004 | Longitudinal
106 | LE | 102 | Dynamic Strain Gauge - Dynatest | 2008-10-30 | 2011-08-01 | 113380 | -4 | 2 | Longitudinal
106 | PT | 101 | Static Normal Pressure - Geokon 4800 | 2008-10-09 | 2011-08-01 | 113372.51 | -7 | 6.996
106 | PT | 102 | Static Normal Pressure - Geokon 4800 | 2008-10-09 | 2011-08-01 | 113378.98 | -11.3 | 7 | Normal
106 | RT | 101 | Static Normal Pressure - Geokon 4800 (resistance) | 2008-10-09 | 2011-08-01 | 113372.5 | -7 | 6.996
106 | RT | 102 | Static Normal Pressure - Geokon 4800 (resistance) | 2008-10-09 | 2011-08-01 | 113379 | -11.3 | 7 | Normal
106 | RW | 101 | Concrete Vibrating Wire Strain Gauge [low modulus] (resistance) | 2008-10-08 | 2011-08-01 | 113368 | -11 | 3 | Longitudinal
106 | RW | 102 | Concrete Vibrating Wire Strain Gauge [low modulus] (resistance) | 2008-10-08 | 2011-08-01 | 113368 | -10.9 | 6 | Longitudinal
106 | RW | 103 | Concrete Vibrating Wire Strain Gauge [low modulus] (resistance) | 2008-10-08 | 2011-08-01 | 13367.3 | -10.1 | 3 | Angled
106 | RW | 104 | Concrete Vibrating Wire Strain Gauge [low modulus] (resistance) | 2008-10-08 | 2011-08-01 | 113367.2 | -10.1 | 6 | Angled
106 | RW | 105 | Concrete Vibrating Wire Strain Gauge [low modulus] (resistance) | 2008-10-08 | 2011-08-01 | 113366.1 | -9.1 | 3 | Transverse
106 | RW | 106 | Concrete Vibrating Wire Strain Gauge [low modulus] (resistance) | 2008-10-08 | 2011-08-01 | 113366 | -9.1 | 6 | Transverse
106 | RW | 107 | Concrete Vibrating Wire Strain Gauge [low modulus] (resistance) | 2008-10-08 | 2011-08-01 | 113366 | -6 | 3 | Longitudinal
106 | RW | 108 | Concrete Vibrating Wire Strain Gauge [low modulus] (resistance) | 2008-10-08 | 2011-08-01 | 113366 | -6.1 | 6 | Longitudinal
106 | RW | 109 | Concrete Vibrating Wire Strain Gauge [low modulus] (resistance) | 2008-10-08 | 2011-08-01 | 113366.5 | -5.9 | 3 | Transverse
106 | RW | 110 | Concrete Vibrating Wire Strain Gauge [low modulus] (resistance) | 2008-10-08 | 2011-08-01 | 113366.5 | -5.9 | 6 | Transverse
106 | RW | 111 | Concrete Vibrating Wire Strain Gauge [low modulus] (resistance) | 2008-10-08 | 2011-08-01 | 113372.6 | -10.9 | 3 | Longitudinal
106 | RW | 112 | Concrete Vibrating Wire Strain Gauge [low modulus] (resistance) | 2008-10-08 | 2011-08-01 | 113372.7 | -10.9 | 6 | Longitudinal
106 | RW | 113 | Concrete Vibrating Wire Strain Gauge [low modulus] (resistance) | 2008-10-08 | 2011-08-01 | 113371.9 | -6.1 | 3 | Longitudinal
106 | RW | 114 | Concrete Vibrating Wire Strain Gauge [low modulus] (resistance) | 2008-10-08 | 2011-08-01 | 113372 | -6.1 | 6 | Longitudinal
106 | RW | 115 | Concrete Vibrating Wire Strain Gauge [low modulus] (resistance) | 2008-10-08 | 2011-08-01 | 113372.9 | -6 | 3 | Transverse
106 | RW | 116 | Concrete Vibrating Wire Strain Gauge [low modulus] (resistance) | 2008-10-08 | 2011-08-01 | 113372.9 | -6 | 6 | Transverse
106 | TC | 101 | MnROAD Thermal Couple Tree - Omega | 2008-10-29 | 2011-08-01 | 113382.44 | -11.2 | 0.504 | Vertical
106 | TC | 102 | MnROAD Thermal Couple Tree - Omega | 2008-10-29 | 2011-08-01 | 113382.44 | -11.2 | 0.996 | Vertical
106 | TC | 103 | MnROAD Thermal Couple Tree - Omega | 2008-10-29 | 2011-08-01 | 113382.44 | -11.2 | 1.5 | Vertical
106 | TC | 104 | MnROAD Thermal Couple Tree - Omega | 2008-09-01 | 2011-08-01 | 113382.44 | -11.2 | 2.496 | Vertical
106 | TC | 105 | MnROAD Thermal Couple Tree - Omega | 2008-10-10 | 2011-08-01 | 113382.44 | -11.2 | 4.5 | Vertical
106 | TC | 106 | MnROAD Thermal Couple Tree - Omega | 2008-10-10 | 2011-08-01 | 113382.44 | -11.2 | 6 | Vertical
106 | TC | 107 | MnROAD Thermal Couple Tree - Omega | 2008-10-10 | 2011-08-01 | 113382.44 | -11.2 | 7.5 | Vertical
106 | TC | 108 | MnROAD Thermal Couple Tree - Omega | 2008-10-10 | 2011-08-01 | 113382.44 | -11.2 | 9 | Vertical
106 | TC | 109 | MnROAD Thermal Couple Tree - Omega | 2008-10-10 | 2011-08-01 | 113381.1 | -0.9 | 0.504 | Vertical
106 | TC | 110 | MnROAD Thermal Couple Tree - Omega | 2008-10-10 | 2011-08-01 | 113381.1 | -0.9 | 0.996 | Vertical
106 | TC | 111 | MnROAD Thermal Couple Tree - Omega | 2008-10-10 | 2011-08-01 | 113381.1 | -0.9 | 1.5 | Vertical
106 | TC | 112 | MnROAD Thermal Couple Tree - Omega | 2008-10-10 | 2011-08-01 | 113381.1 | -0.9 | 2.496 | Vertical
106 | TC | 113 | MnROAD Thermal Couple Tree - Omega | 2008-10-10 | 2011-08-01 | 113381.1 | -0.9 | 4.5 | Vertical
106 | TC | 114 | MnROAD Thermal Couple Tree - Omega | 2008-10-10 | 2011-08-01 | 113381.1 | -0.9 | 6 | Vertical
106 | TC | 115 | MnROAD Thermal Couple Tree - Omega | 2008-10-10 | 2011-08-01 | 113381.1 | -0.9 | 7.5 | Vertical
106 | TC | 116 | MnROAD Thermal Couple Tree - Omega | 2008-10-10 | 2011-08-01 | 113381.1 | -0.9 | 9 | Vertical
106 | TC | 117 | MnROAD Thermal Couple Tree - Omega | 2008-10-10 | 2011-08-01 | 113385.86 | -11 | 0.504 | Vertical
106 | TC | 118 | MnROAD Thermal Couple Tree - Omega | 2008-10-10 | 2011-08-01 | 113385.86 | -11 | 0.996 | Vertical
106 | TC | 119 | MnROAD Thermal Couple Tree - Omega | 2008-10-10 | 2011-08-01 | 113385.86 | -11 | 1.5 | Vertical
106 | TC | 120 | MnROAD Thermal Couple Tree - Omega | 2008-10-10 | 2011-08-01 | 113385.86 | -11 | 2.496 | Vertical
106 | TC | 121 | MnROAD Thermal Couple Tree - Omega | 2008-10-10 | 2011-08-01 | 113385.86 | -11 | 4.5 | Vertical
106 | TC | 122 | MnROAD Thermal Couple Tree - Omega | 2008-10-10 | 2011-08-01 | 113385.86 | -11 | 6 | Vertical
106 | TC | 123 | MnROAD Thermal Couple Tree - Omega | 2008-10-10 | 2011-08-01 | 113385.86 | -11 | 7.5 | Vertical
106 | TC | 124 | MnROAD Thermal Couple Tree - Omega | 2008-10-10 | 2011-08-01 | 113385.86 | -11 | 9 | Vertical
106 | TC | 125 | MnROAD Thermal Couple Tree - Omega | 2008-10-10 | 2011-08-01 | 113386.48 | -5.8 | 0.504 | Vertical
106 | TC | 126 | MnROAD Thermal Couple Tree - Omega | 2008-10-10 | 2011-08-01 | 113386.48 | -5.8 | 0.996 | Vertical
106 | TC | 127 | MnROAD Thermal Couple Tree - Omega | 2008-10-10 | 2011-08-01 | 113386.48 | -5.8 | 1.5 | Vertical
106 | TC | 128 | MnROAD Thermal Couple Tree - Omega | 2008-10-10 | 2011-08-01 | 113386.48 | -5.8 | 2.496 | Vertical
106 | TC | 129 | MnROAD Thermal Couple Tree - Omega | 2008-10-10 | 2011-08-01 | 113386.48 | -5.8 | 4.5 | Vertical
106 | TC | 130 | MnROAD Thermal Couple Tree - Omega | 2008-10-10 | 2011-08-01 | 113386.48 | -5.8 | 6 | Vertical
106 | TC | 131 | MnROAD Thermal Couple Tree - Omega | 2008-10-10 | 2011-08-01 | 113386.48 | -5.8 | 7.5 | Vertical
106 | TC | 132 | MnROAD Thermal Couple Tree - Omega | 2008-10-10 | 2011-08-01 | 113386.48 | -5.8 | 9 | Vertical
106 | TC | 133 | MnROAD Thermal Couple Tree - Omega | 2008-10-10 | 2011-08-01 | 113386.48 | -5.8 | 12 | Vertical
106 | TC | 134 | MnROAD Thermal Couple Tree - Omega | 2008-10-10 | 2011-08-01 | 113386.48 | -5.8 | 15 | Vertical
106 | TC | 135 | MnROAD Thermal Couple Tree - Omega | 2008-10-10 | 2011-08-01 | 113386.48 | -5.8 | 20.004 | Vertical
106 | TC | 136 | MnROAD Thermal Couple Tree - Omega | 2008-10-10 | 2011-08-01 | 113386.48 | -5.8 | 24 | Vertical
106 | TC | 137 | MnROAD Thermal Couple Tree - Omega | 2008-10-10 | 2011-08-01 | 113386.48 | -5.8 | 36 | Vertical
106 | TC | 138 | MnROAD Thermal Couple Tree - Omega | 2008-10-10 | 2011-08-01 | 113386.48 | -5.8 | 48 | Vertical
106 | TC | 139 | MnROAD Thermal Couple Tree - Omega | 2008-10-10 | 2011-08-01 | 113386.48 | -5.8 | 60 | Vertical
106 | TC | 140 | MnROAD Thermal Couple Tree - Omega | 2008-10-10 | 2011-08-01 | 113386.48 | -5.8 | 72 | Vertical
106 | TC | 141 | MnROAD Thermal Couple Tree - Omega | 2008-10-10 | 2011-08-01 | 113386.04 | -1 | 0.504 | Vertical
106 | TC | 142 | MnROAD Thermal Couple Tree - Omega | 2008-10-10 | 2011-08-01 | 113386.04 | -1 | 0.996 | Vertical
106 | TC | 143 | MnROAD Thermal Couple Tree - Omega | 2008-10-10 | 2011-08-01 | 113386.04 | -1 | 1.5 | Vertical
106 | TC | 144 | MnROAD Thermal Couple Tree - Omega | 2008-10-10 | 2011-08-01 | 113386.04 | -1 | 2.496 | Vertical
106 | TC | 145 | MnROAD Thermal Couple Tree - Omega | 2008-10-10 | 2011-08-01 | 113386.04 | -1 | 4.5 | Vertical
106 | TC | 146 | MnROAD Thermal Couple Tree - Omega | 2008-10-10 | 2011-08-01 | 113386.04 | -1 | 6 | Vertical
106 | TC | 147 | MnROAD Thermal Couple Tree - Omega | 2008-10-10 | 2011-08-01 | 113386.04 | -1 | 7.5 | Vertical
106 | TC | 148 | MnROAD Thermal Couple Tree - Omega | 2008-10-10 | 2011-08-01 | 113386.04 | -1 | 9 | Vertical
106 | VW | 101 | Concrete Vibrating Wire Strain Gauge [low modulus] | 2008-10-08 | 2011-08-01 | 113368 | -11 | 3 | Longitudinal
106 | VW | 102 | Concrete Vibrating Wire Strain Gauge [low modulus] | 2008-10-08 | 2011-08-01 | 113368.01 | -10.9 | 6 | Longitudinal
106 | VW | 103 | Concrete Vibrating Wire Strain Gauge [low modulus] | 2008-10-08 | 2011-08-01 | 13367.29 | -10.1 | 3 | Angled
106 | VW | 104 | Concrete Vibrating Wire Strain Gauge [low modulus] | 2008-10-08 | 2011-08-01 | 113367.23 | -10.1 | 6 | Angled
106 | VW | 105 | Concrete Vibrating Wire Strain Gauge [low modulus] | 2008-10-08 | 2011-08-01 | 113366.05 | -9.1 | 3 | Transverse
106 | VW | 106 | Concrete Vibrating Wire Strain Gauge [low modulus] | 2008-10-08 | 2011-08-01 | 113366.04 | -9.1 | 6 | Transverse
106 | VW | 107 | Concrete Vibrating Wire Strain Gauge [low modulus] | 2008-10-08 | 2011-08-01 | 113365.95 | -6 | 3 | Longitudinal
106 | VW | 108 | Concrete Vibrating Wire Strain Gauge [low modulus] | 2008-10-08 | 2011-08-01 | 113366.01 | -6.1 | 6 | Longitudinal
106 | VW | 109 | Concrete Vibrating Wire Strain Gauge [low modulus] | 2008-10-08 | 2011-08-01 | 113366.53 | -5.9 | 3 | Transverse
106 | VW | 110 | Concrete Vibrating Wire Strain Gauge [low modulus] | 2008-10-08 | 2011-08-01 | 113366.49 | -5.9 | 6 | Transverse
106 | VW | 111 | Concrete Vibrating Wire Strain Gauge [low modulus] | 2008-10-08 | 2011-08-01 | 113372.64 | -10.9 | 3 | Longitudinal
106 | VW | 112 | Concrete Vibrating Wire Strain Gauge [low modulus] | 2008-10-08 | 2011-08-01 | 113372.68 | -10.9 | 6 | Longitudinal
106 | VW | 113 | Concrete Vibrating Wire Strain Gauge [low modulus] | 2008-10-08 | 2011-08-01 | 113371.92 | -6.1 | 3 | Longitudinal
106 | VW | 114 | Concrete Vibrating Wire Strain Gauge [low modulus] | 2008-10-08 | 2011-08-01 | 113371.95 | -6.1 | 6 | Longitudinal
106 | VW | 115 | Concrete Vibrating Wire Strain Gauge [low modulus] | 2008-10-08 | 2011-08-01 | 113372.89 | -6 | 3 | Transverse
106 | VW | 116 | Concrete Vibrating Wire Strain Gauge [low modulus] | 2008-10-08 | 2011-08-01 | 113372.88 | -6 | 6 | Transverse
106 | WM | 101 | Water Mark - Irrometer | 2008-09-23 | 2011-08-01 | 113391.55 | -11.6 | 9
106 | WM | 102 | Water Mark - Irrometer | 2008-09-23 | 2011-08-01 | 113391.55 | -11.6 | 12
106 | WM | 103 | Water Mark - Irrometer | 2008-09-23 | 2011-08-01 | 113391.55 | -11.6 | 18
106 | WM | 104 | Water Mark - Irrometer | 2008-09-23 | 2011-08-01 | 113391.55 | -11.6 | 36
106 | WM | 105 | Water Mark - Irrometer | 2008-09-23 | 2011-08-01 | 113391.55 | -11.6 | 60
106 | WM | 106 | Water Mark - Irrometer | 2008-09-23 | 2011-08-01 | 113388.1 | -5.6 | 9
106 | WM | 107 | Water Mark - Irrometer | 2008-09-23 | 2011-08-01 | 113388.1 | -5.6 | 12
106 | WM | 108 | Water Mark - Irrometer | 2008-09-23 | 2011-08-01 | 113388.1 | -5.6 | 18
106 | WM | 109 | Water Mark - Irrometer | 2008-09-23 | 2011-08-01 | 113388.1 | -5.6 | 36
106 | WM | 110 | Water Mark - Irrometer | 2008-09-23 | 2011-08-01 | 113388.1 | -5.6 | 60
106 | XT | 101 | Static Normal Pressure - Geokon 4800 (temperature) | 2008-10-09 | 2011-08-01 | 113372.5 | -7 | 6.996
106 | XT | 102 | Static Normal Pressure - Geokon 4800 (temperature) | 2008-10-09 | 2011-08-01 | 113379 | -11.3 | 7 | Normal
106 | XV | 101 | Concrete Vibrating Wire Strain Gauge [low modulus] | 2008-10-08 | 2011-08-01 | 113368 | -11 | 3 | Longitudinal
106 | XV | 102 | Concrete Vibrating Wire Strain Gauge [low modulus] | 2008-10-08 | 2011-08-01 | 113368 | -11 | 6 | Longitudinal
106 | XV | 103 | Concrete Vibrating Wire Strain Gauge [low modulus] | 2008-10-08 | 2011-08-01 | 113367.5 | -10 | 3 | Angled
106 | XV | 104 | Concrete Vibrating Wire Strain Gauge [low modulus] | 2008-10-08 | 2011-08-01 | 113367.5 | -10 | 6 | Angled
106 | XV | 105 | Concrete Vibrating Wire Strain Gauge [low modulus] | 2008-10-08 | 2011-08-01 | 113366 | -9 | 3 | Transverse
106 | XV | 106 | Concrete Vibrating Wire Strain Gauge [low modulus] | 2008-10-08 | 2011-08-01 | 113366 | -9 | 6 | Transverse
106 | XV | 107 | Concrete Vibrating Wire Strain Gauge [low modulus] | 2008-10-08 | 2011-08-01 | 113366 | -6 | 3 | Longitudinal
106 | XV | 108 | Concrete Vibrating Wire Strain Gauge [low modulus] | 2008-10-08 | 2011-08-01 | 113366 | -6 | 6 | Longitudinal
106 | XV | 109 | Concrete Vibrating Wire Strain Gauge [low modulus] | 2008-10-08 | 2011-08-01 | 113366.5 | -6 | 3 | Transverse
106 | XV | 110 | Concrete Vibrating Wire Strain Gauge [low modulus] | 2008-10-08 | 2011-08-01 | 113366.5 | -6 | 6 | Transverse
106 | XV | 111 | Concrete Vibrating Wire Strain Gauge [low modulus] | 2008-10-08 | 2011-08-01 | 113372.5 | -11 | 3 | Longitudinal
106 | XV | 112 | Concrete Vibrating Wire Strain Gauge [low modulus] | 2008-10-08 | 2011-08-01 | 113372.5 | -11 | 6 | Longitudinal
106 | XV | 113 | Concrete Vibrating Wire Strain Gauge [low modulus] | 2008-10-08 | 2011-08-01 | 113372 | -6 | 3 | Longitudinal
106 | XV | 114 | Concrete Vibrating Wire Strain Gauge [low modulus] | 2008-10-08 | 2011-08-01 | 113372 | -6 | 6 | Longitudinal
106 | XV | 115 | Concrete Vibrating Wire Strain Gauge [low modulus] | 2008-10-08 | 2011-08-01 | 113373 | -6 | 3 | Transverse
106 | XV | 116 | Concrete Vibrating Wire Strain Gauge [low modulus] | 2008-10-08 | 2011-08-01 | 113373 | -6 | 6 | Transverse
113 | CE | 101 | Dynamic Strain - Tokyo Sokki (PML-60) | 2008-10-10 | 2013-05-06 | 118478.28 | -11.5 | 4.752 | Longitudinal
113 | CE | 102 | Dynamic Strain - Tokyo Sokki (PML-60) | 2008-10-10 | 2013-05-06 | 118478.29 | -6 | 0.021 | Transverse
113 | CE | 103 | Dynamic Strain - Tokyo Sokki (PML-60) | 2008-10-10 | 2013-05-06 | 118482 | -11.5 | 0.021 | Longitudinal
113 | CE | 104 | Dynamic Strain - Tokyo Sokki (PML-60) | 2008-10-10 | 2013-05-06 | 118482.8 | -10 | 0.021 | Angled
113 | CE | 105 | Dynamic Strain - Tokyo Sokki (PML-60) | 2008-10-10 | 2013-05-06 | 118484 | -9 | 0.021 | Transverse
113 | CE | 106 | Dynamic Strain - Tokyo Sokki (PML-60) | 2008-10-10 | 2013-05-06 | 118484 | -6 | 0.021 | Transverse
113 | CE | 107 | Dynamic Strain - Tokyo Sokki (PML-60) | 2008-10-10 | 2013-05-06 | 118493.62 | -11.5 | 0.252 | Longitudinal
113 | CE | 108 | Dynamic Strain - Tokyo Sokki (PML-60) | 2008-10-10 | 2013-05-06 | 118493.62 | -11.5 | 4.752 | Longitudinal
113 | CE | 109 | Dynamic Strain - Tokyo Sokki (PML-60) | 2008-10-10 | 2013-05-06 | 118493.52 | -9 | 0.252 | Transverse
113 | CE | 110 | Dynamic Strain - Tokyo Sokki (PML-60) | 2008-10-10 | 2013-05-06 | 118493.52 | -9 | 4.752 | Transverse
113 | CE | 111 | Dynamic Strain - Tokyo Sokki (PML-60) | 2008-10-10 | 2013-05-06 | 118494.06 | -9 | 0.252 | Longitudinal
113 | CE | 112 | Dynamic Strain - Tokyo Sokki (PML-60) | 2008-10-10 | 2013-05-06 | 118494.06 | -9 | 4.752 | Longitudinal
113 | CE | 113 | Dynamic Strain - Tokyo Sokki (PML-60) | 2008-10-10 | 2013-05-06 | 118493.6 | -5.9 | 0.252 | Transverse
113 | CE | 114 | Dynamic Strain - Tokyo Sokki (PML-60) | 2008-10-10 | 2013-05-06 | 118493.6 | -5.9 | 4.752 | Transverse
113 | CE | 115 | Dynamic Strain - Tokyo Sokki (PML-60) | 2008-10-10 | 2013-05-06 | 118494.01 | -5.9 | 0.252 | Longitudinal
113 | CE | 116 | Dynamic Strain - Tokyo Sokki (PML-60) | 2008-10-10 | 2013-05-06 | 118494.01 | -5.9 | 4.752 | Longitudinal
113 | CE | 117 | Dynamic Strain - Tokyo Sokki (PML-60) | 2008-10-10 | 2013-05-06 | 118497.75 | -11.5 | 0.252 | Longitudinal
113 | CE | 118 | Dynamic Strain - Tokyo Sokki (PML-60) | 2008-10-10 | 2013-05-06 | 118497.75 | -11.5 | 4.752 | Longitudinal
113 | CE | 119 | Dynamic Strain - Tokyo Sokki (PML-60) | 2008-10-10 | 2013-05-06 | 118498.48 | -10.3 | 0.252 | Angled
113 | CE | 120 | Dynamic Strain - Tokyo Sokki (PML-60) | 2008-10-10 | 2013-05-06 | 118498.48 | -10.3 | 4.752 | Angled
113 | CE | 121 | Dynamic Strain - Tokyo Sokki (PML-60) | 2008-10-10 | 2013-05-06 | 118499.75 | -10.1 | 0.252 | Transverse
113 | CE | 122 | Dynamic Strain - Tokyo Sokki (PML-60) | 2008-10-10 | 2013-05-06 | 118499.75 | -10.1 | 4.752 | Transverse
113 | CE | 123 | Dynamic Strain - Tokyo Sokki (PML-60) | 2008-10-10 | 2013-05-06 | 118499.82 | -6.1 | 0.252 | Transverse
113 | CE | 124 | Dynamic Strain - Tokyo Sokki (PML-60) | 2008-10-10 | 2013-05-06 | 118499.82 | -6.1 | 4.752 | Transverse
113 | DT | 101 | Linear Variable Differential Transducer | 2008-11-01 | 2013-05-06 | 118477.5 | -12.2 | 0.756
113 | DT | 102 | Linear Variable Differential Transducer | 2008-11-01 | 2013-05-06 | 118485 | -12.2 | 0.756
113 | DT | 103 | Linear Variable Differential Transducer | 2008-11-01 | 2013-05-06 | 118485 | -12.2 | 0.756
113 | DT | 104 | Linear Variable Differential Transducer | 2008-11-01 | 2013-05-06 | 118492.5 | -12.2 | 0.756
113 | DT | 105 | Linear Variable Differential Transducer | 2008-11-01 | 2013-05-06 | 118500 | -12.2 | 0.756
113 | DT | 106 | Linear Variable Differential Transducer | 2008-11-01 | 2013-05-06 | 118500 | -12.2 | 0.756
113 | DT | 107 | Linear Variable Differential Transducer | 2008-11-01 | 2013-05-06 | 118500 | -12.2 | 0.756
113 | FG | 101 | Concrete Vibrating Wire Strain Gauge [short gauge length] (frequency) | 2008-10-09 | 2013-05-06 | 118479.3 | -5.6 | 0.996 | Longitudinal
113 | FG | 102 | Concrete Vibrating Wire Strain Gauge [short gauge length] (frequency) | 2008-10-09 | 2013-05-06 | 118479.3 | -5.6 | 2.496 | Longitudinal
113 | FT | 101 | Static Normal Pressure - Geokon 4800 (frequency) | 2008-09-23 | 2013-05-06 | 118478.4 | -7.1 | 5.004
113 | FT | 102 | Static Normal Pressure - Geokon 4800 (frequency) | 2008-09-23 | 2013-05-06 | 118485.1 | -11.1 | 5.004
113 | FW | 101 | Concrete Vibrating Wire Strain Gauge [low modulus] (frequency) | 2008-10-09 | 2013-05-06 | 118473.8 | -11 | 0.996 | Longitudinal
113 | FW | 102 | Concrete Vibrating Wire Strain Gauge [low modulus] (frequency) | 2008-10-09 | 2013-05-06 | 118473.8 | -11 | 3.96 | Longitudinal
113 | FW | 103 | Concrete Vibrating Wire Strain Gauge [low modulus] (frequency) | 2008-10-09 | 2013-05-06 | 118473.1 | -10.2 | 0.996 | Angled
113 | FW | 104 | Concrete Vibrating Wire Strain Gauge [low modulus] (frequency) | 2008-10-09 | 2013-05-06 | 118473.1 | -10.2 | 3.96 | Angled
113 | FW | 105 | Concrete Vibrating Wire Strain Gauge [low modulus] (frequency) | 2008-10-09 | 2013-05-06 | 118471.7 | -9 | 0.996 | Transverse
113 | FW | 106 | Concrete Vibrating Wire Strain Gauge [low modulus] (frequency) | 2008-10-09 | 2013-05-06 | 118471.7 | -8.9 | 3.96 | Transverse
113 | FW | 107 | Concrete Vibrating Wire Strain Gauge [low modulus] (frequency) | 2008-10-09 | 2013-05-06 | 118471.8 | -6.2 | 0.996 | Longitudinal
113 | FW | 108 | Concrete Vibrating Wire Strain Gauge [low modulus] (frequency) | 2008-10-09 | 2013-05-06 | 118471.8 | -6.2 | 3.96 | Longitudinal
113 | FW | 109 | Concrete Vibrating Wire Strain Gauge [low modulus] (frequency) | 2008-10-09 | 2013-05-06 | 118472.4 | -6.3 | 0.996 | Transverse
113 | FW | 110 | Concrete Vibrating Wire Strain Gauge [low modulus] (frequency) | 2008-10-09 | 2013-05-06 | 118472.4 | -6.3 | 3.96 | Transverse
113 | FW | 111 | Concrete Vibrating Wire Strain Gauge [low modulus] (frequency) | 2008-10-09 | 2013-05-06 | 118478.3 | -11 | 0.996 | Longitudinal
113 | FW | 112 | Concrete Vibrating Wire Strain Gauge [low modulus] (frequency) | 2008-10-09 | 2013-05-06 | 118478.3 | -11.1 | 3.96 | Longitudinal
113 | FW | 113 | Concrete Vibrating Wire Strain Gauge [low modulus] (frequency) | 2008-10-09 | 2013-05-06 | 118477.8 | -6.1 | 0.996 | Longitudinal
113 | FW | 114 | Concrete Vibrating Wire Strain Gauge [low modulus] (frequency) | 2008-10-09 | 2013-05-06 | 118477.8 | -6 | 3.96 | Longitudinal
113 | FW | 115 | Concrete Vibrating Wire Strain Gauge [low modulus] (frequency) | 2008-10-09 | 2013-05-06 | 118478.8 | -6.1 | 0.996 | Transverse
113 | FW | 116 | Concrete Vibrating Wire Strain Gauge [low modulus] (frequency) | 2008-10-09 | 2013-05-06 | 118478.8 | -6.1 | 3.96 | Transverse
113 | HC | 101 | Horizonal Clip Gauge - Tokyo Sokki (PI-5S-50/150) | 2008-10-12 | 2013-05-06 | 118485 | -11 | 0.996
113 | HC | 102 | Horizonal Clip Gauge - Tokyo Sokki (PI-5S-50/150) | 2008-10-12 | 2013-05-06 | 118485 | -11 | 3.96
113 | HC | 103 | Horizonal Clip Gauge - Tokyo Sokki (PI-5S-50/150) | 2008-10-12 | 2013-05-06 | 118485 | -6 | 0.996
113 | HC | 104 | Horizonal Clip Gauge - Tokyo Sokki (PI-5S-50/150) | 2008-10-12 | 2013-05-06 | 118485 | -6 | 3.96
113 | HV | 101 | Horizonal Clip Gauge - Tokyo Sokki (PI-5S-50/150) (voltage) | 2008-10-12 | 2013-05-06 | 118485 | -11 | 0.996
113 | HV | 102 | Horizonal Clip Gauge - Tokyo Sokki (PI-5S-50/150) (voltage) | 2008-10-12 | 2013-05-06 | 118485 | -11 | 3.96
113 | HV | 103 | Horizonal Clip Gauge - Tokyo Sokki (PI-5S-50/150) (voltage) | 2008-10-12 | 2013-05-06 | 118485 | -6 | 0.996
113 | HV | 104 | Horizonal Clip Gauge - Tokyo Sokki (PI-5S-50/150) (voltage) | 2008-10-12 | 2013-05-06 | 118485 | -6 | 3.96
113 | IK | 101 | Maturity Sensor - Engius IntelliROCK II | 2008-10-10 | 2013-05-06 | 118492.69 | -11.4 | 0.996
113 | IK | 102 | Maturity Sensor - Engius IntelliROCK II | 2008-10-10 | 2013-05-06 | 118492.29 | -11.6 | 2.496
113 | IK | 103 | Maturity Sensor - Engius IntelliROCK II | 2008-10-10 | 2013-05-06 | 118492.63 | -11.4 | 3.96
113 | IK | 104 | Maturity Sensor - Engius IntelliROCK II | 2008-10-10 | 2013-05-06 | 118492.73 | -9.9 | 0.996
113 | IK | 105 | Maturity Sensor - Engius IntelliROCK II | 2008-10-10 | 2013-05-06 | 118492.23 | -9.9 | 2.496
113 | IK | 106 | Maturity Sensor - Engius IntelliROCK II | 2008-10-10 | 2013-05-06 | 118492.7 | -9.9 | 3.96
113 | IV | 101 | Invar Rod | 2008-11-01 | 2013-05-06 | 118477.5 | -12.2 | 3.96
113 | IV | 102 | Invar Rod | 2008-11-01 | 2013-05-06 | 118485 | -12.2 | 3.96
113 | IV | 103 | Invar Rod | 2008-11-01 | 2013-05-06 | 118492.5 | -12.2 | 3.96
113 | IV | 104 | Invar Rod | 2008-11-01 | 2013-05-06 | 118500 | -12.2 | 3.96
113 | IV | 105 | Invar Rod | 2008-11-01 | 2013-05-06 | 118500 | -12.2 | 3.96
113 | PT | 101 | Static Normal Pressure - Geokon 4800 | 2008-09-23 | 2013-05-06 | 118478.38 | -7.1 | 5.004
113 | PT | 102 | Static Normal Pressure - Geokon 4800 | 2008-09-23 | 2013-05-06 | 118485.11 | -11.1 | 5.004
113 | RG | 101 | Concrete Vibrating Wire Strain Gauge [short gauge length] (resistance) | 2008-10-09 | 2013-05-06 | 118479.3 | -5.6 | 0.996 | Longitudinal
113 | RG | 102 | Concrete Vibrating Wire Strain Gauge [short gauge length] (resistance) | 2008-10-09 | 2013-05-06 | 118479.3 | -5.6 | 2.496 | Longitudinal
113 | RT | 101 | Static Normal Pressure - Geokon 4800 (resistance) | 2008-09-23 | 2013-05-06 | 118478.4 | -7.1 | 5.004
113 | RT | 102 | Static Normal Pressure - Geokon 4800 (resistance) | 2008-09-23 | 2013-05-06 | 118485.1 | -11.1 | 5.004
113 | RW | 101 | Concrete Vibrating Wire Strain Gauge [low modulus] (resistance) | 2008-10-09 | 2013-05-06 | 118473.8 | -11 | 0.996 | Longitudinal
113 | RW | 102 | Concrete Vibrating Wire Strain Gauge [low modulus] (resistance) | 2008-10-09 | 2013-05-06 | 118473.8 | -11 | 3.96 | Longitudinal
113 | RW | 103 | Concrete Vibrating Wire Strain Gauge [low modulus] (resistance) | 2008-10-09 | 2013-05-06 | 118473.1 | -10.2 | 0.996 | Angled
113 | RW | 104 | Concrete Vibrating Wire Strain Gauge [low modulus] (resistance) | 2008-10-09 | 2013-05-06 | 118473.1 | -10.2 | 3.96 | Angled
113 | RW | 105 | Concrete Vibrating Wire Strain Gauge [low modulus] (resistance) | 2008-10-09 | 2013-05-06 | 118471.7 | -9 | 0.996 | Transverse
113 | RW | 106 | Concrete Vibrating Wire Strain Gauge [low modulus] (resistance) | 2008-10-09 | 2013-05-06 | 118471.7 | -8.9 | 3.96 | Transverse
113 | RW | 107 | Concrete Vibrating Wire Strain Gauge [low modulus] (resistance) | 2008-10-09 | 2013-05-06 | 118471.8 | -6.2 | 0.996 | Longitudinal
113 | RW | 108 | Concrete Vibrating Wire Strain Gauge [low modulus] (resistance) | 2008-10-09 | 2013-05-06 | 118471.8 | -6.2 | 3.96 | Longitudinal
113 | RW | 109 | Concrete Vibrating Wire Strain Gauge [low modulus] (resistance) | 2008-10-09 | 2013-05-06 | 118472.4 | -6.3 | 0.996 | Transverse
113 | RW | 110 | Concrete Vibrating Wire Strain Gauge [low modulus] (resistance) | 2008-10-09 | 2013-05-06 | 118472.4 | -6.3 | 3.96 | Transverse
113 | RW | 111 | Concrete Vibrating Wire Strain Gauge [low modulus] (resistance) | 2008-10-09 | 2013-05-06 | 118478.3 | -11 | 0.996 | Longitudinal
113 | RW | 112 | Concrete Vibrating Wire Strain Gauge [low modulus] (resistance) | 2008-10-09 | 2013-05-06 | 118478.3 | -11.1 | 3.96 | Longitudinal
113 | RW | 113 | Concrete Vibrating Wire Strain Gauge [low modulus] (resistance) | 2008-10-09 | 2013-05-06 | 118477.8 | -6.1 | 0.996 | Longitudinal
113 | RW | 114 | Concrete Vibrating Wire Strain Gauge [low modulus] (resistance) | 2008-10-09 | 2013-05-06 | 118477.8 | -6 | 3.96 | Longitudinal
113 | RW | 115 | Concrete Vibrating Wire Strain Gauge [low modulus] (resistance) | 2008-10-09 | 2013-05-06 | 118478.8 | -6.1 | 0.996 | Transverse
113 | RW | 116 | Concrete Vibrating Wire Strain Gauge [low modulus] (resistance) | 2008-10-09 | 2013-05-06 | 118478.8 | -6.1 | 3.96 | Transverse
113 | TC | 101 | MnROAD Thermal Couple Tree - Omega | 2008-10-09 | 2013-05-06 | 118486.92 | -11.3 | 0.504
113 | TC | 102 | MnROAD Thermal Couple Tree - Omega | 2008-10-09 | 2013-05-06 | 118486.92 | -11.3 | 0.996
113 | TC | 103 | MnROAD Thermal Couple Tree - Omega | 2008-10-09 | 2013-05-06 | 118486.92 | -11.3 | 1.5 | Vertical
113 | TC | 104 | MnROAD Thermal Couple Tree - Omega | 2008-10-09 | 2013-05-06 | 118486.92 | -11.3 | 3
113 | TC | 105 | MnROAD Thermal Couple Tree - Omega | 2008-10-09 | 2013-05-06 | 118486.92 | -11.3 | 3.96
113 | TC | 106 | MnROAD Thermal Couple Tree - Omega | 2008-10-09 | 2013-05-06 | 118486.92 | -11.3 | 7.5
113 | TC | 107 | MnROAD Thermal Couple Tree - Omega | 2008-10-09 | 2013-05-06 | 118486.92 | -11.3 | 11.004
113 | TC | 108 | MnROAD Thermal Couple Tree - Omega | 2008-10-09 | 2013-05-06 | 118486.92 | -11.3 | 18
113 | TC | 109 | MnROAD Thermal Couple Tree - Omega | 2008-10-09 | 2013-05-06 | 118492.73 | -6 | 0.504
113 | TC | 110 | MnROAD Thermal Couple Tree - Omega | 2008-10-09 | 2013-05-06 | 118492.73 | -6 | 0.996
113 | TC | 111 | MnROAD Thermal Couple Tree - Omega | 2008-10-09 | 2013-05-06 | 118492.73 | -6 | 2.004
113 | TC | 112 | MnROAD Thermal Couple Tree - Omega | 2008-10-09 | 2013-05-06 | 118492.73 | -6 | 3
113 | TC | 113 | MnROAD Thermal Couple Tree - Omega | 2008-10-09 | 2013-05-06 | 118492.73 | -6 | 3.96
113 | TC | 114 | MnROAD Thermal Couple Tree - Omega | 2008-10-09 | 2013-05-06 | 118492.73 | -6 | 7.5
113 | TC | 115 | MnROAD Thermal Couple Tree - Omega | 2008-10-09 | 2013-05-06 | 118492.73 | -6 | 11.004
113 | TC | 116 | MnROAD Thermal Couple Tree - Omega | 2008-10-09 | 2013-05-06 | 118492.73 | -6 | 18
113 | VG | 101 | Concrete Vibrating Wire Strain Gauge [short gauge length] | 2008-10-09 | 2013-05-06 | 118479.33 | -5.6 | 0.996 | Longitudinal
113 | VG | 102 | Concrete Vibrating Wire Strain Gauge [short gauge length] | 2008-10-09 | 2013-05-06 | 118479.3 | -5.6 | 2.496 | Longitudinal
113 | VW | 101 | Concrete Vibrating Wire Strain Gauge [low modulus] | 2008-10-09 | 2013-05-06 | 118473.75 | -11 | 0.996 | Longitudinal
113 | VW | 102 | Concrete Vibrating Wire Strain Gauge [low modulus] | 2008-10-09 | 2013-05-06 | 118473.77 | -11 | 3.96 | Longitudinal
113 | VW | 103 | Concrete Vibrating Wire Strain Gauge [low modulus] | 2008-10-09 | 2013-05-06 | 118473.09 | -10.2 | 0.996 | Angled
113 | VW | 104 | Concrete Vibrating Wire Strain Gauge [low modulus] | 2008-10-09 | 2013-05-06 | 118473.14 | -10.2 | 3.96 | Angled
113 | VW | 105 | Concrete Vibrating Wire Strain Gauge [low modulus] | 2008-10-09 | 2013-05-06 | 118471.72 | -9 | 0.996 | Transverse
113 | VW | 106 | Concrete Vibrating Wire Strain Gauge [low modulus] | 2008-10-09 | 2013-05-06 | 118471.7 | -8.9 | 3.96 | Transverse
113 | VW | 107 | Concrete Vibrating Wire Strain Gauge [low modulus] | 2008-10-09 | 2013-05-06 | 118471.75 | -6.2 | 0.996 | Longitudinal
113 | VW | 108 | Concrete Vibrating Wire Strain Gauge [low modulus] | 2008-10-09 | 2013-05-06 | 118471.79 | -6.2 | 3.96 | Longitudinal
113 | VW | 109 | Concrete Vibrating Wire Strain Gauge [low modulus] | 2008-10-09 | 2013-05-06 | 118472.38 | -6.3 | 0.996 | Transverse
113 | VW | 110 | Concrete Vibrating Wire Strain Gauge [low modulus] | 2008-10-09 | 2013-05-06 | 118472.35 | -6.3 | 3.96 | Transverse
113 | VW | 111 | Concrete Vibrating Wire Strain Gauge [low modulus] | 2008-10-09 | 2013-05-06 | 118478.33 | -11 | 0.996 | Longitudinal
113 | VW | 112 | Concrete Vibrating Wire Strain Gauge [low modulus] | 2008-10-09 | 2013-05-06 | 118478.31 | -11.1 | 3.96 | Longitudinal
113 | VW | 113 | Concrete Vibrating Wire Strain Gauge [low modulus] | 2008-10-09 | 2013-05-06 | 118477.8 | -6.1 | 0.996 | Longitudinal
113 | VW | 114 | Concrete Vibrating Wire Strain Gauge [low modulus] | 2008-10-09 | 2013-05-06 | 118477.79 | -6 | 3.96 | Longitudinal
113 | VW | 115 | Concrete Vibrating Wire Strain Gauge [low modulus] | 2008-10-09 | 2013-05-06 | 118478.8 | -6.1 | 0.996 | Transverse
113 | VW | 116 | Concrete Vibrating Wire Strain Gauge [low modulus] | 2008-10-09 | 2013-05-06 | 118478.79 | -6.1 | 3.96 | Transverse
113 | XG | 101 | Concrete Vibrating Wire Strain Gauge [short gauge length] | 2008-10-09 | 2013-05-06 | 118479 | -5.5 | 0.996 | Longitudinal
113 | XG | 102 | Concrete Vibrating Wire Strain Gauge [short gauge length] | 2008-10-09 | 2013-05-06 | 118479 | -5.5 | 2.496 | Longitudinal
113 | XT | 101 | Static Normal Pressure - Geokon 4800 (temperature) | 2008-09-23 | 2013-05-06 | 118478.4 | -7.1 | 5.004
113 | XT | 102 | Static Normal Pressure - Geokon 4800 (temperature) | 2008-09-23 | 2013-05-06 | 118485.1 | -11.1 | 5.004
113 | XV | 101 | Concrete Vibrating Wire Strain Gauge [low modulus] | 2008-10-09 | 2013-05-06 | 118473 | -11 | 0.996 | Longitudinal
113 | XV | 102 | Concrete Vibrating Wire Strain Gauge [low modulus] | 2008-10-09 | 2013-05-06 | 118473 | -11 | 3.96 | Longitudinal
113 | XV | 103 | Concrete Vibrating Wire Strain Gauge [low modulus] | 2008-10-09 | 2013-05-06 | 118472.5 | -10 | 0.996 | Angled
113 | XV | 104 | Concrete Vibrating Wire Strain Gauge [low modulus] | 2008-10-09 | 2013-05-06 | 118472.5 | -10 | 3.96 | Angled
113 | XV | 105 | Concrete Vibrating Wire Strain Gauge [low modulus] | 2008-10-09 | 2013-05-06 | 118471 | -9 | 0.996 | Transverse
113 | XV | 106 | Concrete Vibrating Wire Strain Gauge [low modulus] | 2008-10-09 | 2013-05-06 | 118471 | -9 | 3.96 | Transverse
113 | XV | 107 | Concrete Vibrating Wire Strain Gauge [low modulus] | 2008-10-09 | 2013-05-06 | 118471 | -6 | 0.996 | Longitudinal
113 | XV | 108 | Concrete Vibrating Wire Strain Gauge [low modulus] | 2008-10-09 | 2013-05-06 | 118471 | -6 | 3.96 | Longitudinal
113 | XV | 109 | Concrete Vibrating Wire Strain Gauge [low modulus] | 2008-10-09 | 2013-05-06 | 118471.5 | -6 | 0.996 | Transverse
113 | XV | 110 | Concrete Vibrating Wire Strain Gauge [low modulus] | 2008-10-09 | 2013-05-06 | 118471.5 | -6 | 3.96 | Transverse
113 | XV | 111 | Concrete Vibrating Wire Strain Gauge [low modulus] | 2008-10-09 | 2013-05-06 | 118477.5 | -11 | 0.996 | Longitudinal
113 | XV | 112 | Concrete Vibrating Wire Strain Gauge [low modulus] | 2008-10-09 | 2013-05-06 | 118477.5 | -11 | 3.96 | Longitudinal
113 | XV | 113 | Concrete Vibrating Wire Strain Gauge [low modulus] | 2008-10-09 | 2013-05-06 | 118477 | -6 | 0.996 | Longitudinal
113 | XV | 114 | Concrete Vibrating Wire Strain Gauge [low modulus] | 2008-10-09 | 2013-05-06 | 118477 | -6 | 3.96 | Longitudinal
113 | XV | 115 | Concrete Vibrating Wire Strain Gauge [low modulus] | 2008-10-09 | 2013-05-06 | 118478 | -6 | 0.996 | Transverse
113 | XV | 116 | Concrete Vibrating Wire Strain Gauge [low modulus] | 2008-10-09 | 2013-05-06 | 118478 | -6 | 3.96 | Transverse
114 | CE | 101 | Dynamic Strain - Tokyo Sokki (PML-60) | 2008-10-10 |  | 118973.88 | -11.7 | 0.252 | Longitudinal
114 | CE | 102 | Dynamic Strain - Tokyo Sokki (PML-60) | 2008-10-10 |  | 118973.88 | -11.7 | 5.748 | Longitudinal
114 | CE | 103 | Dynamic Strain - Tokyo Sokki (PML-60) | 2008-10-10 |  | 118974.94 | -11.2 | 0.252 | Longitudinal
114 | CE | 104 | Dynamic Strain - Tokyo Sokki (PML-60) | 2008-10-10 |  | 118974.94 | -11.2 | 5.748 | Longitudinal
114 | CE | 105 | Dynamic Strain - Tokyo Sokki (PML-60) | 2008-10-10 |  | 118974.95 | -10.2 | 0.252 | Angled
114 | CE | 106 | Dynamic Strain - Tokyo Sokki (PML-60) | 2008-10-10 |  | 118974.95 | -10.2 | 5.748 | Angled
114 | CE | 107 | Dynamic Strain - Tokyo Sokki (PML-60) | 2008-10-10 |  | 118976 | -9.8 | 0.252 | Transverse
114 | CE | 108 | Dynamic Strain - Tokyo Sokki (PML-60) | 2008-10-10 |  | 118976 | -9.8 | 5.748 | Transverse
114 | CE | 109 | Dynamic Strain - Tokyo Sokki (PML-60) | 2008-10-10 |  | 118979.96 | -11.7 | 0.252 | Longitudinal
114 | CE | 110 | Dynamic Strain - Tokyo Sokki (PML-60) | 2008-10-10 |  | 118979.96 | -11.7 | 5.748 | Longitudinal
114 | CE | 111 | Dynamic Strain - Tokyo Sokki (PML-60) | 2008-10-10 |  | 118980.93 | -11.1 | 0.252 | Longitudinal
114 | CE | 112 | Dynamic Strain - Tokyo Sokki (PML-60) | 2008-10-10 |  | 118980.93 | -11.1 | 5.748 | Longitudinal
114 | CE | 113 | Dynamic Strain - Tokyo Sokki (PML-60) | 2008-10-10 |  | 118980.96 | -10.2 | 0.252 | Angled
114 | CE | 114 | Dynamic Strain - Tokyo Sokki (PML-60) | 2008-10-10 |  | 118980.96 | -10.2 | 5.748 | Angled
114 | CE | 115 | Dynamic Strain - Tokyo Sokki (PML-60) | 2008-10-10 |  | 118981.98 | -9.7 | 0.252 | Transverse
114 | CE | 116 | Dynamic Strain - Tokyo Sokki (PML-60) | 2008-10-10 |  | 118981.98 | -9.7 | 5.748 | Transverse
114 | DT | 101 | Linear Variable Differential Transducer | 2008-11-01 |  | 118975 | -12.2 | 0.756
114 | DT | 102 | Linear Variable Differential Transducer | 2008-11-01 |  | 118975 | -12.2 | 0.756
114 | FG | 101 | Concrete Vibrating Wire Strain Gauge [short gauge length] (frequency) | 2008-10-10 |  | 118980 | -9.1 | 0.996 | Longitudinal
114 | FG | 102 | Concrete Vibrating Wire Strain Gauge [short gauge length] (frequency) | 2008-10-10 |  | 118980 | -9.2 | 5.004 | Longitudinal
114 | FW | 101 | Concrete Vibrating Wire Strain Gauge [low modulus] (frequency) | 2008-10-10 |  | 118962 | -11.6 | 0.996 | Longitudinal
114 | FW | 102 | Concrete Vibrating Wire Strain Gauge [low modulus] (frequency) | 2008-10-10 |  | 118961.9 | -11.6 | 5.004 | Longitudinal
114 | FW | 103 | Concrete Vibrating Wire Strain Gauge [low modulus] (frequency) | 2008-10-10 |  | 118962 | -9.1 | 0.996 | Longitudinal
114 | FW | 104 | Concrete Vibrating Wire Strain Gauge [low modulus] (frequency) | 2008-10-10 |  | 118962 | -9.2 | 5.004 | Longitudinal
114 | FW | 105 | Concrete Vibrating Wire Strain Gauge [low modulus] (frequency) | 2008-10-10 |  | 118963 | -10.1 | 0.996 | Angled
114 | FW | 106 | Concrete Vibrating Wire Strain Gauge [low modulus] (frequency) | 2008-10-10 |  | 118963 | -10.1 | 5.004 | Angled
114 | FW | 107 | Concrete Vibrating Wire Strain Gauge [low modulus] (frequency) | 2008-10-10 |  | 118964 | -9.2 | 0.996 | Transverse
114 | FW | 108 | Concrete Vibrating Wire Strain Gauge [low modulus] (frequency) | 2008-10-10 |  | 118964 | -9.2 | 5.004 | Transverse
114 | FW | 109 | Concrete Vibrating Wire Strain Gauge [low modulus] (frequency) | 2008-10-10 |  | 118967.9 | -11.7 | 0.996 | Longitudinal
114 | FW | 110 | Concrete Vibrating Wire Strain Gauge [low modulus] (frequency) | 2008-10-10 |  | 118967.9 | -11.7 | 5.004 | Longitudinal
114 | FW | 111 | Concrete Vibrating Wire Strain Gauge [low modulus] (frequency) | 2008-10-10 |  | 118968 | -9.1 | 0.996 | Longitudinal
114 | FW | 112 | Concrete Vibrating Wire Strain Gauge [low modulus] (frequency) | 2008-10-10 |  | 118968 | -9.1 | 5.004 | Longitudinal
114 | FW | 113 | Concrete Vibrating Wire Strain Gauge [low modulus] (frequency) | 2008-10-10 |  | 118968.9 | -10.1 | 0.996 | Angled
114 | FW | 114 | Concrete Vibrating Wire Strain Gauge [low modulus] (frequency) | 2008-10-10 |  | 118969 | -10.1 | 5.004 | Angled
114 | FW | 115 | Concrete Vibrating Wire Strain Gauge [low modulus] (frequency) | 2008-10-10 |  | 118969.9 | -9.2 | 0.996 | Transverse
114 | FW | 116 | Concrete Vibrating Wire Strain Gauge [low modulus] (frequency) | 2008-10-10 |  | 118969.9 | -9.2 | 5.004 | Transverse
114 | HC | 101 | Horizonal Clip Gauge - Tokyo Sokki (PI-5S-50/150) | 2008-10-12 |  | 118975 | -10.5 | 0.996
114 | HC | 102 | Horizonal Clip Gauge - Tokyo Sokki (PI-5S-50/150) | 2008-10-12 |  | 118975 | -10.5 | 5.004
114 | HC | 103 | Horizonal Clip Gauge - Tokyo Sokki (PI-5S-50/150) | 2008-10-12 |  | 118975 | -7.5 | 0.996
114 | HC | 104 | Horizonal Clip Gauge - Tokyo Sokki (PI-5S-50/150) | 2008-10-12 |  | 118975 | -7.5 | 5.004
114 | HV | 101 | Horizonal Clip Gauge - Tokyo Sokki (PI-5S-50/150) (voltage) | 2008-10-12 |  | 118975 | -10.5 | 0.996
114 | HV | 102 | Horizonal Clip Gauge - Tokyo Sokki (PI-5S-50/150) (voltage) | 2008-10-12 |  | 118975 | -10.5 | 5.004
114 | HV | 103 | Horizonal Clip Gauge - Tokyo Sokki (PI-5S-50/150) (voltage) | 2008-10-12 |  | 118975 | -7.5 | 0.996
114 | HV | 104 | Horizonal Clip Gauge - Tokyo Sokki (PI-5S-50/150) (voltage) | 2008-10-12 |  | 118975 | -7.5 | 5.004
114 | IK | 101 | Maturity Sensor - Engius IntelliROCK II | 2008-10-10 |  | 118978.82 | -11.7 | 0.996
114 | IK | 102 | Maturity Sensor - Engius IntelliROCK II | 2008-10-10 |  | 118978.36 | -11.6 | 3
114 | IK | 103 | Maturity Sensor - Engius IntelliROCK II | 2008-10-10 |  | 118978.77 | -11.6 | 5.004
114 | IK | 104 | Maturity Sensor - Engius IntelliROCK II | 2008-10-10 |  | 118979.94 | -10.3 | 0.996
114 | IK | 105 | Maturity Sensor - Engius IntelliROCK II | 2008-10-10 |  | 118979.62 | -10.1 | 3
114 | IK | 106 | Maturity Sensor - Engius IntelliROCK II | 2008-10-10 |  | 118980.12 | -10.1 | 5.004
114 | IV | 101 | Invar Rod | 2008-11-01 |  | 118975 | -12.2 | 5.004
114 | RG | 101 | Concrete Vibrating Wire Strain Gauge [short gauge length] (resistance) | 2008-10-10 |  | 118980 | -9.1 | 0.996 | Longitudinal
114 | RG | 102 | Concrete Vibrating Wire Strain Gauge [short gauge length] (resistance) | 2008-10-10 |  | 118980 | -9.2 | 5.004 | Longitudinal
114 | RW | 101 | Concrete Vibrating Wire Strain Gauge [low modulus] (resistance) | 2008-10-10 |  | 118962 | -11.6 | 0.996 | Longitudinal
114 | RW | 102 | Concrete Vibrating Wire Strain Gauge [low modulus] (resistance) | 2008-10-10 |  | 118961.9 | -11.6 | 5.004 | Longitudinal
114 | RW | 103 | Concrete Vibrating Wire Strain Gauge [low modulus] (resistance) | 2008-10-10 |  | 118962 | -9.1 | 0.996 | Longitudinal
114 | RW | 104 | Concrete Vibrating Wire Strain Gauge [low modulus] (resistance) | 2008-10-10 |  | 118962 | -9.2 | 5.004 | Longitudinal
114 | RW | 105 | Concrete Vibrating Wire Strain Gauge [low modulus] (resistance) | 2008-10-10 |  | 118963 | -10.1 | 0.996 | Angled
114 | RW | 106 | Concrete Vibrating Wire Strain Gauge [low modulus] (resistance) | 2008-10-10 |  | 118963 | -10.1 | 5.004 | Angled
114 | RW | 107 | Concrete Vibrating Wire Strain Gauge [low modulus] (resistance) | 2008-10-10 |  | 118964 | -9.2 | 0.996 | Transverse
114 | RW | 108 | Concrete Vibrating Wire Strain Gauge [low modulus] (resistance) | 2008-10-10 |  | 118964 | -9.2 | 5.004 | Transverse
114 | RW | 109 | Concrete Vibrating Wire Strain Gauge [low modulus] (resistance) | 2008-10-10 |  | 118967.9 | -11.7 | 0.996 | Longitudinal
114 | RW | 110 | Concrete Vibrating Wire Strain Gauge [low modulus] (resistance) | 2008-10-10 |  | 118967.9 | -11.7 | 5.004 | Longitudinal
114 | RW | 111 | Concrete Vibrating Wire Strain Gauge [low modulus] (resistance) | 2008-10-10 |  | 118968 | -9.1 | 0.996 | Longitudinal
114 | RW | 112 | Concrete Vibrating Wire Strain Gauge [low modulus] (resistance) | 2008-10-10 |  | 118968 | -9.1 | 5.004 | Longitudinal
114 | RW | 113 | Concrete Vibrating Wire Strain Gauge [low modulus] (resistance) | 2008-10-10 |  | 118968.9 | -10.1 | 0.996 | Angled
114 | RW | 114 | Concrete Vibrating Wire Strain Gauge [low modulus] (resistance) | 2008-10-10 |  | 118969 | -10.1 | 5.004 | Angled
114 | RW | 115 | Concrete Vibrating Wire Strain Gauge [low modulus] (resistance) | 2008-10-10 |  | 118969.9 | -9.2 | 0.996 | Transverse
114 | RW | 116 | Concrete Vibrating Wire Strain Gauge [low modulus] (resistance) | 2008-10-10 |  | 118969.9 | -9.2 | 5.004 | Transverse
114 | VG | 101 | Concrete Vibrating Wire Strain Gauge [short gauge length] | 2008-10-10 |  | 118980.03 | -9.1 | 0.996 | Longitudinal
114 | VG | 102 | Concrete Vibrating Wire Strain Gauge [short gauge length] | 2008-10-10 |  | 118980.04 | -9.2 | 5.004 | Longitudinal
114 | VW | 101 | Concrete Vibrating Wire Strain Gauge [low modulus] | 2008-10-10 |  | 118961.98 | -11.6 | 0.996 | Longitudinal
114 | VW | 102 | Concrete Vibrating Wire Strain Gauge [low modulus] | 2008-10-10 |  | 118961.94 | -11.6 | 5.004 | Longitudinal
114 | VW | 103 | Concrete Vibrating Wire Strain Gauge [low modulus] | 2008-10-10 |  | 118961.98 | -9.1 | 0.996 | Longitudinal
114 | VW | 104 | Concrete Vibrating Wire Strain Gauge [low modulus] | 2008-10-10 |  | 118961.97 | -9.2 | 5.004 | Longitudinal
114 | VW | 105 | Concrete Vibrating Wire Strain Gauge [low modulus] | 2008-10-10 |  | 118962.95 | -10.1 | 0.996 | Angled
114 | VW | 106 | Concrete Vibrating Wire Strain Gauge [low modulus] | 2008-10-10 |  | 118962.96 | -10.1 | 5.004 | Angled
114 | VW | 107 | Concrete Vibrating Wire Strain Gauge [low modulus] | 2008-10-10 |  | 118963.98 | -9.2 | 0.996 | Transverse
114 | VW | 108 | Concrete Vibrating Wire Strain Gauge [low modulus] | 2008-10-10 |  | 118963.97 | -9.2 | 5.004 | Transverse
114 | VW | 109 | Concrete Vibrating Wire Strain Gauge [low modulus] | 2008-10-10 |  | 118967.9 | -11.7 | 0.996 | Longitudinal
114 | VW | 110 | Concrete Vibrating Wire Strain Gauge [low modulus] | 2008-10-10 |  | 118967.85 | -11.7 | 5.004 | Longitudinal
114 | VW | 111 | Concrete Vibrating Wire Strain Gauge [low modulus] | 2008-10-10 |  | 118967.99 | -9.1 | 0.996 | Longitudinal
114 | VW | 112 | Concrete Vibrating Wire Strain Gauge [low modulus] | 2008-10-10 |  | 118967.97 | -9.1 | 5.004 | Longitudinal
114 | VW | 113 | Concrete Vibrating Wire Strain Gauge [low modulus] | 2008-10-10 |  | 118968.94 | -10.1 | 0.996 | Angled
114 | VW | 114 | Concrete Vibrating Wire Strain Gauge [low modulus] | 2008-10-10 |  | 118968.96 | -10.1 | 5.004 | Angled
114 | VW | 115 | Concrete Vibrating Wire Strain Gauge [low modulus] | 2008-10-10 |  | 118969.88 | -9.2 | 0.996 | Transverse
114 | VW | 116 | Concrete Vibrating Wire Strain Gauge [low modulus] | 2008-10-10 |  | 118969.88 | -9.2 | 5.004 | Transverse
114 | XG | 101 | Concrete Vibrating Wire Strain Gauge [short gauge length] | 2008-10-10 |  | 118980.03 | -9.1 | 0.083
114 | XG | 102 | Concrete Vibrating Wire Strain Gauge [short gauge length] | 2008-10-10 |  | 118980.04 | -9.2 | 0.417
114 | XV | 101 | Concrete Vibrating Wire Strain Gauge [low modulus] | 2008-10-10 |  | 118961.98 | -11.6 | 0.083
114 | XV | 102 | Concrete Vibrating Wire Strain Gauge [low modulus] | 2008-10-10 |  | 118961.94 | -11.6 | 0.417
114 | XV | 103 | Concrete Vibrating Wire Strain Gauge [low modulus] | 2008-10-10 |  | 118961.98 | -9.1 | 0.083
114 | XV | 104 | Concrete Vibrating Wire Strain Gauge [low modulus] | 2008-10-10 |  | 118961.97 | -9.2 | 0.417
114 | XV | 105 | Concrete Vibrating Wire Strain Gauge [low modulus] | 2008-10-10 |  | 118962.95 | -10.1 | 0.083
114 | XV | 106 | Concrete Vibrating Wire Strain Gauge [low modulus] | 2008-10-10 |  | 118962.96 | -10.1 | 0.417
114 | XV | 107 | Concrete Vibrating Wire Strain Gauge [low modulus] | 2008-10-10 |  | 118963.98 | -9.2 | 0.083
114 | XV | 108 | Concrete Vibrating Wire Strain Gauge [low modulus] | 2008-10-10 |  | 118963.97 | -9.2 | 0.417
114 | XV | 109 | Concrete Vibrating Wire Strain Gauge [low modulus] | 2008-10-10 |  | 118963.9 | -11.7 | 0.083
114 | XV | 110 | Concrete Vibrating Wire Strain Gauge [low modulus] | 2008-10-10 |  | 118967.85 | -11.7 | 0.417
114 | XV | 111 | Concrete Vibrating Wire Strain Gauge [low modulus] | 2008-10-10 |  | 118967.99 | -9.1 | 0.083
114 | XV | 112 | Concrete Vibrating Wire Strain Gauge [low modulus] | 2008-10-10 |  | 118967.97 | -9.1 | 0.417
114 | XV | 113 | Concrete Vibrating Wire Strain Gauge [low modulus] | 2008-10-10 |  | 118968.94 | -10.1 | 0.083
114 | XV | 114 | Concrete Vibrating Wire Strain Gauge [low modulus] | 2008-10-10 |  | 118968.96 | -10.1 | 0.417
114 | XV | 115 | Concrete Vibrating Wire Strain Gauge [low modulus] | 2008-10-10 |  | 118969.88 | -9.2 | 0.083
114 | XV | 116 | Concrete Vibrating Wire Strain Gauge [low modulus] | 2008-10-10 |  | 118969.88 | -9.2 | 0.417
140 | CE | 1 | Concrete Embedded Strain Gauge | 2013-05-30 |  | 10446.5 | 9 | 0.5 | Longitudinal
140 | CE | 2 | Concrete Embedded Strain Gauge | 2013-05-30 |  | 10446.5 | 9 | 2.5 | Longitudinal
140 | CE | 3 | Concrete Embedded Strain Gauge | 2013-05-30 |  | 10450.7 | 10 | 2.5 | Transverse
140 | CE | 4 | Concrete Embedded Strain Guage | 2013-05-30 |  | 10454 | 11.7 | 2.5 | Longitudinal
140 | CE | 5 | Concrete Embedded Strain Gauge | 2013-05-30 |  | 10472 | 11.7 | 2.5 | Longitudinal
140 | EC | 1 | ECH2O-5TE Volumetric Water Content | 2013-05-30 |  | 10453 | 9 | 3.1 | Vertical
140 | EC | 2 | ECH2O-5TE Volumetric Water Content | 2013-05-30 |  | 10453 | 11 | 3.1 | Vertical
140 | ET | 1 | Decagon 5TE, Integrated Thermistor | 2013-06-07 |  | 10453 | 9 | 3.1 | Vertical
140 | ET | 2 | Decagon 5TE, Integrated Thermistor | 2013-06-07 |  | 10453 | 11 | 3.1 | Vertical
140 | EW | 1 | Decagon 5TE, Volumetric Water Content | 2013-06-07 |  | 10453 | 9 | 3.1 | Vertical
140 | EW | 2 | Decagon 5TE, Volumetric Moisture Content | 2013-06-07 |  | 10453 | 11 | 3.1 | Vertical
140 | FB | 1 | Fiber Optic Bragg Grating, Custom FBG Strain Transducer | 2013-06-07 |  | 10447 | 10.25 | 2 | Longitudinal
140 | FB | 2 | Fiber Optic Bragg Grating, Custom FBG Strain Transducer | 2013-06-07 |  | 10449.5 | 10 | 1 | Vertical
140 | FB | 3 | Fiber Optic Bragg Grating, Custom 3-D FBG Strain Transducer | 2013-06-07 |  | 10449.5 | 10 | 2.5 | Longitudinal
140 | FB | 4 | Fiber Optic Bragg Grating, Custom 3-D FBG Strain Transducer | 2013-06-07 |  | 10449.5 | 10 | 2.5 | Transverse
140 | FC | 1 | Fiber Optic Sensor, Continuous, Longitudinally oriented grid | 2013-06-07 |  | 10445 | 6.5 | 2.5 | Longitudinal
140 | FC | 2 | Fiber Optic Strain, Continuous, Vertical/Longitudinal Orientation | 2013-06-07 |  | 10472 | 11.5 | 1.5 | Longitudinal
140 | FC | 3 | Fiber Optic Sensor, Continuous, Vertical/Transverse | 2013-06-07 |  | 10474.5 | 9 | 1.5 | Transverse
140 | FW | 1 | Geokon VW, Frequency | 2013-06-07 |  | 10454 | 9 | 0.75 | Longitudinal
140 | FW | 2 | Geokon VW, Frequency | 2013-06-07 |  | 10454 | 9 | 2.25 | Longitudinal
140 | FW | 3 | Geokon VW, Frequency | 2013-06-07 |  | 10454 | 9 | 3.75 | Longitudinal
140 | RW | 1 | Geokon VW, Resistance | 2013-06-07 |  | 10454 | 9 | 0.75 | Longitudinal
140 | RW | 2 | Geokon VW, Resistance | 2013-06-07 |  | 10454 | 9 | 2.25 | Longitudinal
140 | RW | 3 | Geokon VW, Resistance | 2013-06-07 |  | 10454 | 9 | 3.75 | Longitudinal
140 | TC | 1 | Thermocouple | 2013-05-30 |  | 10445.5 | 11.7 | 0.5 | Vertical
140 | TC | 2 | Thermocouple | 2013-05-30 |  | 10445.5 | 11.7 | 1 | Vertical
140 | TC | 3 | Thermocouple | 2013-05-30 |  | 10445.5 | 11.7 | 1.5 | Vertical
140 | TC | 4 | Thermocouple | 2013-05-30 |  | 10445.5 | 11.7 | 2 | Vertical
140 | TC | 5 | Thermocouple | 2013-05-30 |  | 10445.5 | 11.7 | 3 | Vertical
140 | TC | 6 | Thermocouple | 2013-05-30 |  | 10445.5 | 11.7 | 7 | Vertical
140 | TC | 7 | Thermocouple | 2013-05-30 |  | 10445.2 | 11.7 | 10 | Vertical
140 | TC | 8 | Thermocouple | 2013-05-30 |  | 10445.5 | 11.7 | 13 | Vertical
140 | VW | 1 | Vibrating Wire Strain Gauge | 2013-05-30 |  | 10454 | 9 | 0.75 | Longitudinal
140 | VW | 2 | Vibrating Wire Strain Gauge | 2013-05-30 |  | 10454 | 9 | 2.25 | Longitudinal
140 | VW | 3 | Vibrating Wire Strain Gauge | 2013-05-30 |  | 10454 | 9 | 3.75 | Longitudinal
140 | XV | 1 | Geokon VW, Thermistor Voltage | 2013-06-07 |  | 10454 | 9 | 0.75 | Longitudinal
140 | XV | 2 | Geokon VW, Thermistor Voltage | 2013-06-07 |  | 10454 | 9 | 2.25 | Longitudinal
140 | XV | 3 | Geokon VW, Thermistor Voltage | 2013-06-07 |  | 10454 | 9 | 3.75 | Longitudinal
160 | AE | 5 |  | 2013-05-30 |  | 115677 | -9.5 | 4.5 | Transverse
160 | CE | 1 | Concrete Embedded Strain Gauge | 2013-05-30 |  | 115473 | -11.7 | 4.5 | Longitudinal
160 | CE | 2 | Concrete Embedded Strain Gauge | 2013-05-30 |  | 115473 | -9.5 | 4.5 | Transverse
160 | CE | 3 | Concrete Embedded Strain Gauge | 2013-05-30 |  | 115475.7 | -9.5 | 4.5 | Transverse
160 | CE | 4 |  | 2013-05-30 |  | 115677 | -11.7 | 4.5 | Longitudinal
160 | CE | 6 |  | 2013-05-30 |  | 115679.7 | -9.5 | 4.5 | Transverse
160 | DT | 1 | Linear Variable Displacement Transducer | 2013-05-30 |  | 115469.5 | -9 | 2.5 | Vertical
160 | DT | 2 | Linear Variable Displacement Transducer | 2013-05-30 |  | 115470.5 | -9 | 2.5 | Vertical
160 | DT | 3 | Linear Variable Displacement Transducer | 2013-05-30 |  | 115473 | -9 | 2.5 | Vertical
160 | HC | 1 | Horizontal Clip Displacement | 2013-07-05 |  | 115530 | -7.5 | 2.5 | Longitudinal
160 | HC | 2 | Horizontal Clip Displacement Sensor | 2013-05-30 |  | 115530 | -10.5 | 2.5 | Longitudinal
160 | TC | 1 | Thermocouple | 2013-05-30 |  | 115527 | -9 | 0.5 | Vertical
160 | TC | 2 | Thermocouple | 2013-05-30 |  | 115527 | -9 | 1 | Vertical
160 | TC | 3 | Thermocouple | 2013-05-30 |  | 115527 | -9 | 1.5 | Vertical
160 | TC | 4 | Thermocouple | 2013-05-30 |  | 115527 | -9 | 2 | Vertical
160 | TC | 5 | Thermocouple | 2013-05-30 |  | 115527 | -9 | 2.5 | Vertical
160 | TC | 6 | Thermocouple | 2013-05-30 |  | 115527 | -9 | 5 | Vertical
160 | TC | 7 | Thermocouple | 2013-05-30 |  | 115527 | -9 | 6.5 | Vertical
160 | TC | 8 | Thermocouple | 2013-05-30 |  | 115527 | -9 | 8 | Vertical
160 | TC | 9 | Thermocouple | 2013-05-30 |  | 115527 | -9 | 11 | Vertical
160 | TC | 10 | Thermocouple | 2013-05-30 |  | 115527 | -9 | 12 | Vertical
160 | TC | 11 | Thermocouple | 2013-05-30 |  | 115527 | -9 | 18 | Vertical
160 | TC | 12 | Thermocouple | 2013-05-30 |  | 115527 | -9 | 24 | Vertical
160 | TC | 13 | Thermocouple | 2013-05-30 |  | 115527 | -9 | 36 | Vertical
160 | TC | 14 | Thermocouple | 2013-05-30 |  | 115527 | -9 | 48 | Vertical
160 | TC | 15 | Thermocouple | 2013-05-30 |  | 115527 | -9 | 60 | Vertical
160 | TC | 16 | Thermocouple | 2013-05-30 |  | 115527 | -9 | 72 | Vertical
160 | VW | 1 | Vibrating Wire Strain Gauge | 2013-05-30 |  | 115533 | -9 | 0.75 | Longitudinal
160 | VW | 2 | Vibrating Wire Strain Gauge | 2013-06-15 |  | 115533 | -9 | 4.25 | Longitudinal
160 | VW | 3 | Vibrating Wire Strain Gauge | 2013-05-30 |  | 115535 | -11 | 0.75 | Angled
160 | VW | 4 | Vibrating Wire Stain Gauge | 2013-05-30 |  | 115535 | -11 | 4.25 | Angled
160 | VW | 5 | Vibrating Wire Stain Gauge | 2013-05-30 |  | 115535.7 | -9 | 0.75 | Transverse
160 | VW | 6 | Vibrating Wire Stain Gauge | 2013-05-30 |  | 115535.7 | -9 | 4.25 | Transverse
162 | CE | 1 | Concrete Embedded Strain Gauge | 2013-05-30 |  | 115935 | -11.7 | 3.5 | Longitudinal
162 | CE | 2 | Concrete Embedded Strain Gauge | 2013-05-30 |  | 115935 | -9.5 | 3.5 | Transverse
162 | CE | 3 | Concrete Embedded Strain Gauge | 2013-05-30 |  | 115937.7 | -9.5 | 3.5 | Transverse
162 | CE | 4 |  | 2013-05-30 |  | 116073 | -11.7 | 3.5 | Longitudinal
162 | CE | 5 |  | 2013-05-30 |  | 116073 | -9.5 | 3.5 | Transverse
162 | CE | 6 |  | 2013-05-30 |  | 116075.7 | -9.5 | 3.5 | Transverse
162 | DT | 1 | Linear Variable Displacement Transducer | 2013-05-30 |  | 115931.5 | -9 | 2 | Vertical
162 | DT | 2 | Linear Variable Displacement Transducer | 2013-05-30 |  | 115932.5 | -9 | 2 | Vertical
162 | DT | 3 | Linear Variable Displacement Transducer | 2013-05-30 |  | 115935 | -9 | 2 | Vertical
162 | HC | 1 | Horizontal Clip Displacement Sensor | 2013-05-30 |  | 115956 | -7.5 | 2 | Longitudinal
162 | HC | 2 | Horizontal Clip Displacement Sensor | 2013-05-30 |  | 115956 | -10.5 | 2 | Longitudinal
162 | TC | 1 | Thermocouple | 2013-05-30 |  | 115953 | -9 | 0.5 | Vertical
162 | TC | 2 | Thermocouple | 2013-05-30 |  | 115953 | -9 | 1 | Vertical
162 | TC | 3 | Thermocouple | 2013-05-30 |  | 115953 | -9 | 1.5 | Vertical
162 | TC | 4 | Thermocouple | 2013-05-30 |  | 115953 | -9 | 2 | Vertical
162 | TC | 5 | Thermocouple | 2013-05-30 |  | 115953 | -9 | 2.5 | Vertical
162 | TC | 6 | Thermocouple | 2013-05-30 |  | 115953 | -9 | 4 | Vertical
162 | TC | 7 | Thermocouple | 2013-05-30 |  | 115953 | -9 | 7 | Vertical
162 | TC | 8 | Thermocouple | 2013-05-30 |  | 115953 | -9 | 10 | Vertical
162 | VW | 1 | Vibrating Wire Strain Gague | 2013-05-30 |  | 115959 | -9 | 0.75 | Longitudinal
162 | VW | 2 | Vibrating Wire Strain Gauge | 2013-05-30 |  | 115959 | -9 | 3.25 | Longitudinal
162 | VW | 3 | Vibrating Wire Strain Gauge | 2013-05-30 |  | 115961 | -11 | 0.75 | Angled
162 | VW | 4 | Vibrating Wire Strain Gauge | 2013-05-30 |  | 115961 | -11 | 3.25 | Angled
162 | VW | 5 | Vibrating Wire Strain Gauge | 2013-05-30 |  | 115961.7 | -9 | 0.75 | Transverse
162 | VW | 6 | Vibrating Wire Strain Gauge | 2013-05-30 |  | 115961.7 | -9 | 3.25 | Transverse
205 | CE | 117 | Dynamic Strain - Tokyo Sokki (PML-60) | 2008-09-01 | 2011-08-01 | 112842.61 | -13.7 | 3.756 | Longitudinal
205 | CE | 118 | Dynamic Strain - Tokyo Sokki (PML-60) | 2008-09-01 | 2011-08-01 | 112842.5 | -11.1 | 3.756 | Transverse
205 | CE | 119 | Dynamic Strain - Tokyo Sokki (PML-60) | 2008-09-01 | 2011-08-01 | 112843.03 | -11.2 | 3.756 | Longitudinal
205 | CE | 120 | Dynamic Strain - Tokyo Sokki (PML-60) | 2008-09-01 | 2011-08-01 | 112842.6 | -7.1 | 3.756 | Transverse
205 | CE | 121 | Dynamic Strain - Tokyo Sokki (PML-60) | 2008-09-01 | 2011-08-01 | 112843.07 | -7.1 | 3.756 | Longitudinal
205 | CE | 122 | Dynamic Strain - Tokyo Sokki (PML-60) | 2008-09-01 | 2011-08-01 | 112847 | -13.6 | 3.756 | Longitudinal
205 | CE | 123 | Dynamic Strain - Tokyo Sokki (PML-60) | 2008-09-01 | 2011-08-01 | 112847.84 | -12.1 | 3.756 | Angled
205 | CE | 124 | Dynamic Strain - Tokyo Sokki (PML-60) | 2008-09-01 | 2011-08-01 | 112849.04 | -11.2 | 3.756 | Transverse
205 | CE | 125 | Dynamic Strain - Tokyo Sokki (PML-60) | 2008-09-01 | 2011-08-01 | 112849.12 | -6.6 | 3.756 | Transverse
205 | CE | 126 | Dynamic Strain - Tokyo Sokki (PML-60) | 2008-09-01 | 2011-08-01 | 112853.05 | -13.7 | 3.756 | Longitudinal
205 | CE | 127 | Dynamic Strain - Tokyo Sokki (PML-60) | 2008-09-01 | 2011-08-01 | 112852.22 | -12.1 | 3.756 | Angled
205 | CE | 128 | Dynamic Strain - Tokyo Sokki (PML-60) | 2008-09-01 | 2011-08-01 | 112851.1 | -11.2 | 3.756 | Transverse
205 | CE | 129 | Dynamic Strain - Tokyo Sokki (PML-60) | 2008-09-01 | 2011-08-01 | 112851.11 | -6.6 | 3.756 | Transverse
205 | CE | 130 | Dynamic Strain - Tokyo Sokki (PML-60) | 2008-09-01 | 2011-08-01 | 112857.55 | -13.6 | 3.756 | Longitudinal
205 | CE | 131 | Dynamic Strain - Tokyo Sokki (PML-60) | 2008-09-01 | 2011-08-01 | 112857.58 | -7.2 | 3.756 | Transverse
205 | DT | 103 | Linear Variable Differential Transducer | 2008-09-01 | 2011-08-01 | 112842.5 | -14.2 | 0.756 | Vertical
205 | DT | 104 | Linear Variable Differential Transducer | 2008-09-01 | 2011-08-01 | 112850 | -14.2 | 0.756 | Vertical
205 | DT | 105 | Linear Variable Differential Transducer | 2008-09-01 | 2011-08-01 | 112850 | -14.2 | 0.756 | Vertical
205 | DT | 106 | Linear Variable Differential Transducer | 2008-09-01 | 2011-08-01 | 112857.5 | -14.2 | 0.756 | Vertical
205 | FW | 101 | Concrete Vibrating Wire Strain Gauge [low modulus] (frequency) | 2008-09-01 | 2011-08-01 | 112857.5 | -12.1 | 0.996 | Longitudinal
205 | FW | 102 | Concrete Vibrating Wire Strain Gauge [low modulus] (frequency) | 2008-09-01 | 2011-08-01 | 112857.5 | -12.1 | 3 | Longitudinal
205 | FW | 103 | Concrete Vibrating Wire Strain Gauge [low modulus] (frequency) | 2008-09-01 | 2011-08-01 | 112857.1 | -7.1 | 0.996 | Longitudinal
205 | FW | 104 | Concrete Vibrating Wire Strain Gauge [low modulus] (frequency) | 2008-09-01 | 2011-08-01 | 112857.1 | -7.1 | 3 | Longitudinal
205 | FW | 105 | Concrete Vibrating Wire Strain Gauge [low modulus] (frequency) | 2008-09-01 | 2011-08-01 | 112858.2 | -7.2 | 0.996 | Transverse
205 | FW | 106 | Concrete Vibrating Wire Strain Gauge [low modulus] (frequency) | 2008-09-01 | 2011-08-01 | 112858.1 | -7.2 | 3 | Transverse
205 | FW | 107 | Concrete Vibrating Wire Strain Gauge [low modulus] (frequency) | 2008-09-01 | 2011-08-01 | 112862.1 | -13.1 | 0.996 | Longitudinal
205 | FW | 108 | Concrete Vibrating Wire Strain Gauge [low modulus] (frequency) | 2008-09-01 | 2011-08-01 | 112862.1 | -13.1 | 3 | Longitudinal
205 | FW | 109 | Concrete Vibrating Wire Strain Gauge [low modulus] (frequency) | 2008-09-01 | 2011-08-01 | 112862.9 | -12.1 | 0.996 | Angled
205 | FW | 110 | Concrete Vibrating Wire Strain Gauge [low modulus] (frequency) | 2008-09-01 | 2011-08-01 | 112862.1 | -12.1 | 3 | Angled
205 | FW | 111 | Concrete Vibrating Wire Strain Gauge [low modulus] (frequency) | 2008-09-01 | 2011-08-01 | 112864.1 | -11.1 | 0.996 | Transverse
205 | FW | 112 | Concrete Vibrating Wire Strain Gauge [low modulus] (frequency) | 2008-09-01 | 2011-08-01 | 112864 | -11.1 | 3 | Transverse
205 | FW | 113 | Concrete Vibrating Wire Strain Gauge [low modulus] (frequency) | 2008-09-01 | 2011-08-01 | 112863.5 | -7.7 | 0.996 | Transverse
205 | FW | 114 | Concrete Vibrating Wire Strain Gauge [low modulus] (frequency) | 2008-09-01 | 2011-08-01 | 112863.5 | -7.6 | 3 | Transverse
205 | FW | 115 | Concrete Vibrating Wire Strain Gauge [low modulus] (frequency) | 2008-09-01 | 2011-08-01 | 112864.1 | -7.7 | 0.996 | Longitudinal
205 | FW | 116 | Concrete Vibrating Wire Strain Gauge [low modulus] (frequency) | 2008-09-01 | 2011-08-01 | 112864.1 | -7.7 | 3 | Longitudinal
205 | HC | 101 | Horizonal Clip Gauge - Tokyo Sokki (PI-5S-50/150) | 2008-09-01 | 2011-08-01 | 112850 | -13 | 0.996 | Horizontal
205 | HC | 102 | Horizonal Clip Gauge - Tokyo Sokki (PI-5S-50/150) | 2008-09-01 | 2011-08-01 | 112850 | -13 | 3 | Horizontal
205 | HV | 101 | Horizonal Clip Gauge - Tokyo Sokki (PI-5S-50/150) (voltage) | 2008-09-01 | 2011-08-01 | 112850 | -13 | 0.996 | Horizontal
205 | HV | 102 | Horizonal Clip Gauge - Tokyo Sokki (PI-5S-50/150) (voltage) | 2008-09-01 | 2011-08-01 | 112850 | -13 | 3 | Horizontal
205 | IK | 101 | Maturity Sensor - Engius IntelliROCK II | 2008-09-01 | 2011-08-01 | 112858.67 | -13.6 | 0.996 | Vertical
205 | IK | 102 | Maturity Sensor - Engius IntelliROCK II | 2008-09-01 | 2011-08-01 | 112859.2 | -13.6 | 2.004 | Vertical
205 | IK | 103 | Maturity Sensor - Engius IntelliROCK II | 2008-09-01 | 2011-08-01 | 112858.68 | -13.5 | 3 | Vertical
205 | IK | 104 | Maturity Sensor - Engius IntelliROCK II | 2008-09-01 | 2011-08-01 | 112859.44 | -12.1 | 0.996 | Vertical
205 | IK | 105 | Maturity Sensor - Engius IntelliROCK II | 2008-09-01 | 2011-08-01 | 112859.87 | -12.2 | 2.004 | Vertical
205 | IK | 106 | Maturity Sensor - Engius IntelliROCK II | 2008-09-01 | 2011-08-01 | 112859.51 | -12.1 | 3 | Vertical
205 | IV | 102 | Invar Rod | 2008-09-01 | 2011-08-01 | 112842.67 | -14.4 | 8.004
205 | IV | 103 | Invar Rod | 2008-09-01 | 2011-08-01 | 112850.4 | -14.4 | 8.004
205 | IV | 104 | Invar Rod | 2008-09-01 | 2011-08-01 | 112857.18 | -14.5 | 8.004
205 | RW | 101 | Concrete Vibrating Wire Strain Gauge [low modulus] (resistance) | 2008-09-01 | 2011-08-01 | 112857.5 | -12.1 | 0.996 | Longitudinal
205 | RW | 102 | Concrete Vibrating Wire Strain Gauge [low modulus] (resistance) | 2008-09-01 | 2011-08-01 | 112857.5 | -12.1 | 3 | Longitudinal
205 | RW | 103 | Concrete Vibrating Wire Strain Gauge [low modulus] (resistance) | 2008-09-01 | 2011-08-01 | 112857.1 | -7.1 | 0.996 | Longitudinal
205 | RW | 104 | Concrete Vibrating Wire Strain Gauge [low modulus] (resistance) | 2008-09-01 | 2011-08-01 | 112857.1 | -7.1 | 3 | Longitudinal
205 | RW | 105 | Concrete Vibrating Wire Strain Gauge [low modulus] (resistance) | 2008-09-01 | 2011-08-01 | 112858.2 | -7.2 | 0.996 | Transverse
205 | RW | 106 | Concrete Vibrating Wire Strain Gauge [low modulus] (resistance) | 2008-09-01 | 2011-08-01 | 112858.1 | -7.2 | 3 | Transverse
205 | RW | 107 | Concrete Vibrating Wire Strain Gauge [low modulus] (resistance) | 2008-09-01 | 2011-08-01 | 112862.1 | -13.1 | 0.996 | Longitudinal
205 | RW | 108 | Concrete Vibrating Wire Strain Gauge [low modulus] (resistance) | 2008-09-01 | 2011-08-01 | 112862.1 | -13.1 | 3 | Longitudinal
205 | RW | 109 | Concrete Vibrating Wire Strain Gauge [low modulus] (resistance) | 2008-09-01 | 2011-08-01 | 112862.9 | -12.1 | 0.996 | Angled
205 | RW | 110 | Concrete Vibrating Wire Strain Gauge [low modulus] (resistance) | 2008-09-01 | 2011-08-01 | 112862.1 | -12.1 | 3 | Angled
205 | RW | 111 | Concrete Vibrating Wire Strain Gauge [low modulus] (resistance) | 2008-09-01 | 2011-08-01 | 112864.1 | -11.1 | 0.996 | Transverse
205 | RW | 112 | Concrete Vibrating Wire Strain Gauge [low modulus] (resistance) | 2008-09-01 | 2011-08-01 | 112864 | -11.1 | 3 | Transverse
205 | RW | 113 | Concrete Vibrating Wire Strain Gauge [low modulus] (resistance) | 2008-09-01 | 2011-08-01 | 112863.5 | -7.7 | 0.996 | Transverse
205 | RW | 114 | Concrete Vibrating Wire Strain Gauge [low modulus] (resistance) | 2008-09-01 | 2011-08-01 | 112863.5 | -7.6 | 3 | Transverse
205 | RW | 115 | Concrete Vibrating Wire Strain Gauge [low modulus] (resistance) | 2008-09-01 | 2011-08-01 | 112864.1 | -7.7 | 0.996 | Longitudinal
205 | RW | 116 | Concrete Vibrating Wire Strain Gauge [low modulus] (resistance) | 2008-09-01 | 2011-08-01 | 112864.1 | -7.7 | 3 | Longitudinal
205 | TC | 101 | MnROAD Thermal Couple Tree - Omega | 2008-09-01 | 2011-08-01 | 112835.67 | -13.4 | 0.504 | Vertical
205 | TC | 102 | MnROAD Thermal Couple Tree - Omega | 2008-09-01 | 2011-08-01 | 112835.67 | -13.4 | 0.996 | Vertical
205 | TC | 103 | MnROAD Thermal Couple Tree - Omega | 2008-09-01 | 2011-08-01 | 112835.67 | -13.4 | 1.5 | Vertical
205 | TC | 104 | MnROAD Thermal Couple Tree - Omega | 2008-09-01 | 2011-08-01 | 112835.67 | -13.4 | 2.004 | Vertical
205 | TC | 105 | MnROAD Thermal Couple Tree - Omega | 2008-09-01 | 2011-08-01 | 112835.67 | -13.4 | 3 | Vertical
205 | TC | 106 | MnROAD Thermal Couple Tree - Omega | 2008-09-01 | 2011-08-01 | 112835.67 | -13.4 | 3.996 | Vertical
205 | TC | 107 | MnROAD Thermal Couple Tree - Omega | 2008-09-01 | 2011-08-01 | 112835.67 | -13.4 | 5.004 | Vertical
205 | TC | 109 | MnROAD Thermal Couple Tree - Omega | 2008-09-01 | 2011-08-01 | 112841.04 | -7.1 | 0.504 | Vertical
205 | TC | 110 | MnROAD Thermal Couple Tree - Omega | 2008-09-01 | 2011-08-01 | 112841.04 | -7.1 | 0.996 | Vertical
205 | TC | 111 | MnROAD Thermal Couple Tree - Omega | 2008-09-01 | 2011-08-01 | 112841.04 | -7.1 | 2.004 | Vertical
205 | TC | 112 | MnROAD Thermal Couple Tree - Omega | 2008-09-01 | 2011-08-01 | 112841.04 | -7.1 | 2.496 | Vertical
205 | TC | 113 | MnROAD Thermal Couple Tree - Omega | 2008-09-01 | 2011-08-01 | 112841.04 | -7.1 | 3.504 | Vertical
205 | TC | 114 | MnROAD Thermal Couple Tree - Omega | 2008-09-01 | 2011-08-01 | 112841.04 | -7.1 | 4.5 | Vertical
205 | VW | 101 | Concrete Vibrating Wire Strain Gauge [low modulus] | 2008-09-01 | 2011-08-01 | 112857.54 | -12.1 | 0.996 | Longitudinal
205 | VW | 102 | Concrete Vibrating Wire Strain Gauge [low modulus] | 2008-09-01 | 2011-08-01 | 112857.48 | -12.1 | 3 | Longitudinal
205 | VW | 103 | Concrete Vibrating Wire Strain Gauge [low modulus] | 2008-09-01 | 2011-08-01 | 112857.09 | -7.1 | 0.996 | Longitudinal
205 | VW | 104 | Concrete Vibrating Wire Strain Gauge [low modulus] | 2008-09-01 | 2011-08-01 | 112857.13 | -7.1 | 3 | Longitudinal
205 | VW | 105 | Concrete Vibrating Wire Strain Gauge [low modulus] | 2008-09-01 | 2011-08-01 | 112858.16 | -7.2 | 0.996 | Transverse
205 | VW | 106 | Concrete Vibrating Wire Strain Gauge [low modulus] | 2008-09-01 | 2011-08-01 | 112858.14 | -7.2 | 3 | Transverse
205 | VW | 107 | Concrete Vibrating Wire Strain Gauge [low modulus] | 2008-09-01 | 2011-08-01 | 112862.07 | -13.1 | 0.996 | Longitudinal
205 | VW | 108 | Concrete Vibrating Wire Strain Gauge [low modulus] | 2008-09-01 | 2011-08-01 | 112862.08 | -13.1 | 3 | Longitudinal
205 | VW | 109 | Concrete Vibrating Wire Strain Gauge [low modulus] | 2008-09-01 | 2011-08-01 | 112862.9 | -12.1 | 0.996 | Angled
205 | VW | 110 | Concrete Vibrating Wire Strain Gauge [low modulus] | 2008-09-01 | 2011-08-01 | 112862.09 | -12.1 | 3 | Angled
205 | VW | 111 | Concrete Vibrating Wire Strain Gauge [low modulus] | 2008-09-01 | 2011-08-01 | 112864.05 | -11.1 | 0.996 | Transverse
205 | VW | 112 | Concrete Vibrating Wire Strain Gauge [low modulus] | 2008-09-01 | 2011-08-01 | 112864.04 | -11.1 | 3 | Transverse
205 | VW | 113 | Concrete Vibrating Wire Strain Gauge [low modulus] | 2008-09-01 | 2011-08-01 | 112863.53 | -7.7 | 0.996 | Transverse
205 | VW | 114 | Concrete Vibrating Wire Strain Gauge [low modulus] | 2008-09-01 | 2011-08-01 | 112863.53 | -7.6 | 3 | Transverse
205 | VW | 115 | Concrete Vibrating Wire Strain Gauge [low modulus] | 2008-09-01 | 2011-08-01 | 112864.08 | -7.7 | 0.996 | Longitudinal
205 | VW | 116 | Concrete Vibrating Wire Strain Gauge [low modulus] | 2008-09-01 | 2011-08-01 | 112864.05 | -7.7 | 3 | Longitudinal
205 | XV | 101 | Concrete Vibrating Wire Strain Gauge [low modulus] | 2008-09-01 | 2011-08-01 | 112838 | -13 | 0.996 | Longitudinal
205 | XV | 102 | Concrete Vibrating Wire Strain Gauge [low modulus] | 2008-09-01 | 2011-08-01 | 112838 | -13 | 3 | Longitudinal
205 | XV | 103 | Concrete Vibrating Wire Strain Gauge [low modulus] | 2008-09-01 | 2011-08-01 | 112837.5 | -11.5 | 0.996 | Angled
205 | XV | 104 | Concrete Vibrating Wire Strain Gauge [low modulus] | 2008-09-01 | 2011-08-01 | 112837.5 | -11.5 | 3 | Angled
205 | XV | 105 | Concrete Vibrating Wire Strain Gauge [low modulus] | 2008-09-01 | 2011-08-01 | 112836 | -11 | 0.996 | Transverse
205 | XV | 106 | Concrete Vibrating Wire Strain Gauge [low modulus] | 2008-09-01 | 2011-08-01 | 112836 | -11 | 3 | Transverse
205 | XV | 107 | Concrete Vibrating Wire Strain Gauge [low modulus] | 2008-09-01 | 2011-08-01 | 112836 | -7 | 0.996 | Longitudinal
205 | XV | 108 | Concrete Vibrating Wire Strain Gauge [low modulus] | 2008-09-01 | 2011-08-01 | 112836 | -7 | 3 | Longitudinal
205 | XV | 109 | Concrete Vibrating Wire Strain Gauge [low modulus] | 2008-09-01 | 2011-08-01 | 112836.5 | -7 | 0.996 | Transverse
205 | XV | 110 | Concrete Vibrating Wire Strain Gauge [low modulus] | 2008-09-01 | 2011-08-01 | 112836.5 | -7 | 3 | Transverse
205 | XV | 111 | Concrete Vibrating Wire Strain Gauge [low modulus] | 2008-09-01 | 2011-08-01 | 112842.5 | -13 | 0.996 | Longitudinal
205 | XV | 112 | Concrete Vibrating Wire Strain Gauge [low modulus] | 2008-09-01 | 2011-08-01 | 112842.5 | -13 | 3 | Longitudinal
205 | XV | 113 | Concrete Vibrating Wire Strain Gauge [low modulus] | 2008-09-01 | 2011-08-01 | 112842 | -7 | 0.996 | Longitudinal
205 | XV | 114 | Concrete Vibrating Wire Strain Gauge [low modulus] | 2008-09-01 | 2011-08-01 | 112842 | -7 | 3 | Longitudinal
205 | XV | 115 | Concrete Vibrating Wire Strain Gauge [low modulus] | 2008-09-01 | 2011-08-01 | 112843 | -7 | 0.996 | Transverse
205 | XV | 116 | Concrete Vibrating Wire Strain Gauge [low modulus] | 2008-09-01 | 2011-08-01 | 112843 | -7 | 3 | Transverse
206 | CE | 125 | Dynamic Strain - Tokyo Sokki (PML-60) | 2008-09-01 | 2011-08-01 | 113508.08 | -11.6 | 6.744 | Longitudinal
206 | CE | 126 | Dynamic Strain - Tokyo Sokki (PML-60) | 2008-09-01 | 2011-08-01 | 113508.08 | -9.2 | 6.744 | Transverse
206 | CE | 127 | Dynamic Strain - Tokyo Sokki (PML-60) | 2008-09-01 | 2011-08-01 | 113508.56 | -9.2 | 6.744 | Longitudinal
206 | CE | 128 | Dynamic Strain - Tokyo Sokki (PML-60) | 2008-09-01 | 2011-08-01 | 113508.09 | -6.1 | 6.744 | Transverse
206 | CE | 129 | Dynamic Strain - Tokyo Sokki (PML-60) | 2008-09-01 | 2011-08-01 | 113508.65 | -6.2 | 6.744 | Longitudinal
206 | CE | 130 | Dynamic Strain - Tokyo Sokki (PML-60) | 2008-09-01 | 2011-08-01 | 113512.44 | -11.5 | 6.744 | Longitudinal
206 | CE | 131 | Dynamic Strain - Tokyo Sokki (PML-60) | 2008-09-01 | 2011-08-01 | 113513.97 | -10.8 | 6.744 | Angled
206 | CE | 132 | Dynamic Strain - Tokyo Sokki (PML-60) | 2008-09-01 | 2011-08-01 | 113514.58 | -9 | 6.744 | Transverse
206 | CE | 133 | Dynamic Strain - Tokyo Sokki (PML-60) | 2008-09-01 | 2011-08-01 | 113514.47 | -6.1 | 6.744 | Transverse
206 | DT | 107 | Linear Variable Differential Transducer | 2008-09-01 | 2011-08-01 | 113492.5 | -12.2 | 0.756
206 | DT | 108 | Linear Variable Differential Transducer | 2008-09-01 | 2011-08-01 | 113500.5 | -12.2 | 0.756
206 | DT | 109 | Linear Variable Differential Transducer | 2008-09-01 | 2011-08-01 | 113500.5 | -12.2 | 0.756
206 | DT | 110 | Linear Variable Differential Transducer | 2008-09-01 | 2011-08-01 | 113508 | -12.2 | 0.756
206 | DT | 111 | Linear Variable Differential Transducer | 2008-09-01 | 2011-08-01 | 113515.5 | -12.2 | 0.756
206 | DT | 112 | Linear Variable Differential Transducer | 2008-09-01 | 2011-08-01 | 113515.5 | -12.2 | 0.756
206 | FT | 103 | Static Normal Pressure - Geokon 4800 (frequency) | 2008-09-01 | 2011-08-01 | 113493.4 | -7 | 6.996
206 | FT | 104 | Static Normal Pressure - Geokon 4800 (frequency) | 2008-09-01 | 2011-08-01 | 113499.8 | -11.3 | 6.996
206 | FW | 117 | Concrete Vibrating Wire Strain Gauge [low modulus] (frequency) | 2008-09-01 | 2011-08-01 | 113488.7 | -11 | 3 | Longitudinal
206 | FW | 118 | Concrete Vibrating Wire Strain Gauge [low modulus] (frequency) | 2008-09-01 | 2011-08-01 | 113488.7 | -11 | 6 | Longitudinal
206 | FW | 119 | Concrete Vibrating Wire Strain Gauge [low modulus] (frequency) | 2008-09-01 | 2011-08-01 | 113488 | -10.1 | 3 | Angled
206 | FW | 120 | Concrete Vibrating Wire Strain Gauge [low modulus] (frequency) | 2008-09-01 | 2011-08-01 | 113488 | -10.1 | 6 | Angled
206 | FW | 121 | Concrete Vibrating Wire Strain Gauge [low modulus] (frequency) | 2008-09-01 | 2011-08-01 | 113486.7 | -9 | 3 | Transverse
206 | FW | 122 | Concrete Vibrating Wire Strain Gauge [low modulus] (frequency) | 2008-09-01 | 2011-08-01 | 113486.7 | -9 | 6 | Transverse
206 | FW | 123 | Concrete Vibrating Wire Strain Gauge [low modulus] (frequency) | 2008-09-01 | 2011-08-01 | 113486.8 | -6 | 3 | Longitudinal
206 | FW | 124 | Concrete Vibrating Wire Strain Gauge [low modulus] (frequency) | 2008-09-01 | 2011-08-01 | 113486.8 | -6 | 6 | Longitudinal
206 | FW | 125 | Concrete Vibrating Wire Strain Gauge [low modulus] (frequency) | 2008-09-01 | 2011-08-01 | 113487.3 | -6.1 | 3 | Transverse
206 | FW | 126 | Concrete Vibrating Wire Strain Gauge [low modulus] (frequency) | 2008-09-01 | 2011-08-01 | 113487.3 | -6 | 6 | Transverse
206 | FW | 127 | Concrete Vibrating Wire Strain Gauge [low modulus] (frequency) | 2008-09-01 | 2011-08-01 | 113493.1 | -11.1 | 3 | Longitudinal
206 | FW | 128 | Concrete Vibrating Wire Strain Gauge [low modulus] (frequency) | 2008-09-01 | 2011-08-01 | 113493.1 | -11.2 | 6 | Longitudinal
206 | FW | 129 | Concrete Vibrating Wire Strain Gauge [low modulus] (frequency) | 2008-09-01 | 2011-08-01 | 113492.7 | -6.1 | 3 | Longitudinal
206 | FW | 130 | Concrete Vibrating Wire Strain Gauge [low modulus] (frequency) | 2008-09-01 | 2011-08-01 | 113492.7 | -6.1 | 6 | Longitudinal
206 | FW | 131 | Concrete Vibrating Wire Strain Gauge [low modulus] (frequency) | 2008-09-01 | 2011-08-01 | 113493.8 | -6.1 | 3 | Transverse
206 | FW | 132 | Concrete Vibrating Wire Strain Gauge [low modulus] (frequency) | 2008-09-01 | 2011-08-01 | 113493.8 | -6.1 | 6 | Transverse
206 | HC | 105 | Horizonal Clip Gauge - Tokyo Sokki (PI-5S-50/150) | 2008-09-01 | 2011-08-01 | 113500.5 | -11 | 3 | Longitudinal
206 | HC | 106 | Horizonal Clip Gauge - Tokyo Sokki (PI-5S-50/150) | 2008-09-01 | 2011-08-01 | 113500.5 | -11 | 6 | Longitudinal
206 | HC | 107 | Horizonal Clip Gauge - Tokyo Sokki (PI-5S-50/150) | 2008-09-01 | 2011-08-01 | 113500.5 | -6 | 3 | Longitudinal
206 | HC | 108 | Horizonal Clip Gauge - Tokyo Sokki (PI-5S-50/150) | 2008-09-01 | 2011-08-01 | 113500.5 | -6 | 6 | Longitudinal
206 | HV | 105 | Horizonal Clip Gauge - Tokyo Sokki (PI-5S-50/150) (voltage) | 2008-09-01 | 2011-08-01 | 113500.5 | -11 | 3 | Longitudinal
206 | HV | 106 | Horizonal Clip Gauge - Tokyo Sokki (PI-5S-50/150) (voltage) | 2008-09-01 | 2011-08-01 | 113500.5 | -11 | 6 | Longitudinal
206 | HV | 107 | Horizonal Clip Gauge - Tokyo Sokki (PI-5S-50/150) (voltage) | 2008-09-01 | 2011-08-01 | 113500.5 | -6 | 3 | Longitudinal
206 | HV | 108 | Horizonal Clip Gauge - Tokyo Sokki (PI-5S-50/150) (voltage) | 2008-09-01 | 2011-08-01 | 113500.5 | -6 | 6 | Longitudinal
206 | IK | 101 | Maturity Sensor - Engius IntelliROCK II | 2008-09-01 | 2011-08-01 | 113506.46 | -11.5 | 3
206 | IK | 102 | Maturity Sensor - Engius IntelliROCK II | 2008-09-01 | 2011-08-01 | 113505.83 | -11.5 | 4.5
206 | IK | 103 | Maturity Sensor - Engius IntelliROCK II | 2008-09-01 | 2011-08-01 | 113506.28 | -11.5 | 6
206 | IK | 104 | Maturity Sensor - Engius IntelliROCK II | 2008-09-01 | 2011-08-01 | 113506.22 | -10 | 3
206 | IK | 105 | Maturity Sensor - Engius IntelliROCK II | 2008-09-01 | 2011-08-01 | 113505.92 | -10 | 4.5
206 | IK | 106 | Maturity Sensor - Engius IntelliROCK II | 2008-09-01 | 2011-08-01 | 113506.26 | -9.9 | 6
206 | IV | 105 | Invar Rod | 2008-09-01 | 2011-08-01 | 113492.5 | -12.2 | 6
206 | IV | 106 | Invar Rod | 2008-09-01 | 2011-08-01 | 113500.5 | -12.2 | 6
206 | IV | 107 | Invar Rod | 2008-09-01 | 2011-08-01 | 113508 | -12.2 | 6
206 | IV | 108 | Invar Rod | 2008-09-01 | 2011-08-01 | 113515.5 | -12.2 | 6
206 | LE | 103 | Dynamic Strain Gauge - Dynatest | 2008-09-01 | 2011-08-01 | 113500.5 | -4 | 2.004 | Longitudinal
206 | LE | 104 | Dynamic Strain Gauge - Dynatest | 2008-09-01 | 2011-08-01 | 113500.5 | -10 | 2.004 | Longitudinal
206 | PT | 103 | Static Normal Pressure - Geokon 4800 | 2008-09-01 | 2011-08-01 | 113493.35 | -7 | 6.996
206 | PT | 104 | Static Normal Pressure - Geokon 4800 | 2008-09-01 | 2011-08-01 | 113499.81 | -11.3 | 6.996
206 | RT | 103 | Static Normal Pressure - Geokon 4800 (resistance) | 2008-09-01 | 2011-08-01 | 113493.4 | -7 | 6.996
206 | RT | 104 | Static Normal Pressure - Geokon 4800 (resistance) | 2008-09-01 | 2011-08-01 | 113499.8 | -11.3 | 6.996
206 | RW | 117 | Concrete Vibrating Wire Strain Gauge [low modulus] (resistance) | 2008-09-01 | 2011-08-01 | 113488.7 | -11 | 3 | Longitudinal
206 | RW | 118 | Concrete Vibrating Wire Strain Gauge [low modulus] (resistance) | 2008-09-01 | 2011-08-01 | 113488.7 | -11 | 6 | Longitudinal
206 | RW | 119 | Concrete Vibrating Wire Strain Gauge [low modulus] (resistance) | 2008-09-01 | 2011-08-01 | 113488 | -10.1 | 3 | Angled
206 | RW | 120 | Concrete Vibrating Wire Strain Gauge [low modulus] (resistance) | 2008-09-01 | 2011-08-01 | 113488 | -10.1 | 6 | Angled
206 | RW | 121 | Concrete Vibrating Wire Strain Gauge [low modulus] (resistance) | 2008-09-01 | 2011-08-01 | 113486.7 | -9 | 3 | Transverse
206 | RW | 122 | Concrete Vibrating Wire Strain Gauge [low modulus] (resistance) | 2008-09-01 | 2011-08-01 | 113486.7 | -9 | 6 | Transverse
206 | RW | 123 | Concrete Vibrating Wire Strain Gauge [low modulus] (resistance) | 2008-09-01 | 2011-08-01 | 113486.8 | -6 | 3 | Longitudinal
206 | RW | 124 | Concrete Vibrating Wire Strain Gauge [low modulus] (resistance) | 2008-09-01 | 2011-08-01 | 113486.8 | -6 | 6 | Longitudinal
206 | RW | 125 | Concrete Vibrating Wire Strain Gauge [low modulus] (resistance) | 2008-09-01 | 2011-08-01 | 113487.3 | -6.1 | 3 | Transverse
206 | RW | 126 | Concrete Vibrating Wire Strain Gauge [low modulus] (resistance) | 2008-09-01 | 2011-08-01 | 113487.3 | -6 | 6 | Transverse
206 | RW | 127 | Concrete Vibrating Wire Strain Gauge [low modulus] (resistance) | 2008-09-01 | 2011-08-01 | 113493.1 | -11.1 | 3 | Longitudinal
206 | RW | 128 | Concrete Vibrating Wire Strain Gauge [low modulus] (resistance) | 2008-09-01 | 2011-08-01 | 113493.1 | -11.2 | 6 | Longitudinal
206 | RW | 129 | Concrete Vibrating Wire Strain Gauge [low modulus] (resistance) | 2008-09-01 | 2011-08-01 | 113492.7 | -6.1 | 3 | Longitudinal
206 | RW | 130 | Concrete Vibrating Wire Strain Gauge [low modulus] (resistance) | 2008-09-01 | 2011-08-01 | 113492.7 | -6.1 | 6 | Longitudinal
206 | RW | 131 | Concrete Vibrating Wire Strain Gauge [low modulus] (resistance) | 2008-09-01 | 2011-08-01 | 113493.8 | -6.1 | 3 | Transverse
206 | RW | 132 | Concrete Vibrating Wire Strain Gauge [low modulus] (resistance) | 2008-09-01 | 2011-08-01 | 113493.8 | -6.1 | 6 | Transverse
206 | TC | 149 | MnROAD Thermal Couple Tree - Omega | 2008-09-01 | 2011-08-01 | 113502.05 | -11.4 | 0.504
206 | TC | 150 | MnROAD Thermal Couple Tree - Omega | 2008-09-01 | 2011-08-01 | 113502.05 | -11.4 | 1 | Vertical
206 | TC | 151 | MnROAD Thermal Couple Tree - Omega | 2008-09-01 | 2011-08-01 | 113502.05 | -11.4 | 1.5 | Vertical
206 | TC | 152 | MnROAD Thermal Couple Tree - Omega | 2008-09-01 | 2011-08-01 | 113502.05 | -11.4 | 2.5 | Vertical
206 | TC | 153 | MnROAD Thermal Couple Tree - Omega | 2008-09-01 | 2011-08-01 | 113502.05 | -11.4 | 4.5 | Vertical
206 | TC | 154 | MnROAD Thermal Couple Tree - Omega | 2008-09-01 | 2011-08-01 | 113502.05 | -11.4 | 6 | Vertical
206 | TC | 155 | MnROAD Thermal Couple Tree - Omega | 2008-09-01 | 2011-08-01 | 113502.05 | -11.4 | 7.5 | Vertical
206 | TC | 156 | MnROAD Thermal Couple Tree - Omega | 2008-09-01 | 2011-08-01 | 113502.05 | -11.4 | 9 | Vertical
206 | TC | 157 | MnROAD Thermal Couple Tree - Omega | 2008-09-01 | 2011-08-01 | 113506.34 | -5.7 | 0.5 | Vertical
206 | TC | 158 | MnROAD Thermal Couple Tree - Omega | 2008-09-01 | 2011-08-01 | 113506.34 | -5.7 | 1 | Vertical
206 | TC | 159 | MnROAD Thermal Couple Tree - Omega | 2008-09-01 | 2011-08-01 | 113506.34 | -5.7 | 1.5 | Vertical
206 | TC | 160 | MnROAD Thermal Couple Tree - Omega | 2008-09-01 | 2011-08-01 | 113506.34 | -5.7 | 2.5 | Vertical
206 | TC | 161 | MnROAD Thermal Couple Tree - Omega | 2008-09-01 | 2011-08-01 | 113506.34 | -5.7 | 4.5 | Vertical
206 | TC | 162 | MnROAD Thermal Couple Tree - Omega | 2008-09-01 | 2011-08-01 | 113506.34 | -5.7 | 6 | Vertical
206 | TC | 163 | MnROAD Thermal Couple Tree - Omega | 2008-09-01 | 2011-08-01 | 113506.34 | -5.7 | 7.3 | Vertical
206 | TC | 164 | MnROAD Thermal Couple Tree - Omega | 2008-09-01 | 2011-08-01 | 113506.34 | -5.7 | 9 | Vertical
206 | VW | 117 | Concrete Vibrating Wire Strain Gauge [low modulus] | 2008-09-01 | 2011-08-01 | 113488.7 | -11 | 3 | Longitudinal
206 | VW | 118 | Concrete Vibrating Wire Strain Gauge [low modulus] | 2008-09-01 | 2011-08-01 | 113488.7 | -11 | 6 | Longitudinal
206 | VW | 119 | Concrete Vibrating Wire Strain Gauge [low modulus] | 2008-09-01 | 2011-08-01 | 113488.04 | -10.1 | 3 | Angled
206 | VW | 120 | Concrete Vibrating Wire Strain Gauge [low modulus] | 2008-09-01 | 2011-08-01 | 113487.96 | -10.1 | 6 | Angled
206 | VW | 121 | Concrete Vibrating Wire Strain Gauge [low modulus] | 2008-09-01 | 2011-08-01 | 113486.69 | -9 | 3 | Transverse
206 | VW | 122 | Concrete Vibrating Wire Strain Gauge [low modulus] | 2008-09-01 | 2011-08-01 | 113486.74 | -9 | 6 | Transverse
206 | VW | 123 | Concrete Vibrating Wire Strain Gauge [low modulus] | 2008-09-01 | 2011-08-01 | 113486.84 | -6 | 3 | Longitudinal
206 | VW | 124 | Concrete Vibrating Wire Strain Gauge [low modulus] | 2008-09-01 | 2011-08-01 | 113486.82 | -6 | 6 | Longitudinal
206 | VW | 125 | Concrete Vibrating Wire Strain Gauge [low modulus] | 2008-09-01 | 2011-08-01 | 113487.25 | -6.1 | 3 | Transverse
206 | VW | 126 | Concrete Vibrating Wire Strain Gauge [low modulus] | 2008-09-01 | 2011-08-01 | 113487.25 | -6 | 6 | Transverse
206 | VW | 127 | Concrete Vibrating Wire Strain Gauge [low modulus] | 2008-09-01 | 2011-08-01 | 113493.09 | -11.1 | 3 | Longitudinal
206 | VW | 128 | Concrete Vibrating Wire Strain Gauge [low modulus] | 2008-09-01 | 2011-08-01 | 113493.08 | -11.2 | 6 | Longitudinal
206 | VW | 129 | Concrete Vibrating Wire Strain Gauge [low modulus] | 2008-09-01 | 2011-08-01 | 113492.66 | -6.1 | 3 | Longitudinal
206 | VW | 130 | Concrete Vibrating Wire Strain Gauge [low modulus] | 2008-09-01 | 2011-08-01 | 113492.73 | -6.1 | 6 | Longitudinal
206 | VW | 131 | Concrete Vibrating Wire Strain Gauge [low modulus] | 2008-09-01 | 2011-08-01 | 113493.8 | -6.1 | 3 | Transverse
206 | VW | 132 | Concrete Vibrating Wire Strain Gauge [low modulus] | 2008-09-01 | 2011-08-01 | 113493.76 | -6.1 | 6 | Transverse
206 | XT | 103 | Static Normal Pressure - Geokon 4800 (temperature) | 2008-09-01 | 2011-08-01 | 113493.4 | -7 | 6.996
206 | XT | 104 | Static Normal Pressure - Geokon 4800 (temperature) | 2008-09-01 | 2011-08-01 | 113499.8 | -11.3 | 6.996
206 | XV | 117 | Concrete Vibrating Wire Strain Gauge [low modulus] | 2008-09-01 | 2011-08-01 | 113488 | -11 | 3 | Longitudinal
206 | XV | 118 | Concrete Vibrating Wire Strain Gauge [low modulus] | 2008-09-01 | 2011-08-01 | 113488 | -11 | 6 | Longitudinal
206 | XV | 119 | Concrete Vibrating Wire Strain Gauge [low modulus] | 2008-09-01 | 2011-08-01 | 113487.5 | -10 | 3 | Angled
206 | XV | 120 | Concrete Vibrating Wire Strain Gauge [low modulus] | 2008-09-01 | 2011-08-01 | 113487.5 | -10 | 6 | Angled
206 | XV | 121 | Concrete Vibrating Wire Strain Gauge [low modulus] | 2008-09-01 | 2011-08-01 | 113486 | -9 | 3 | Transverse
206 | XV | 122 | Concrete Vibrating Wire Strain Gauge [low modulus] | 2008-09-01 | 2011-08-01 | 113486 | -9 | 6 | Transverse
206 | XV | 123 | Concrete Vibrating Wire Strain Gauge [low modulus] | 2008-09-01 | 2011-08-01 | 113486 | -6 | 3 | Longitudinal
206 | XV | 124 | Concrete Vibrating Wire Strain Gauge [low modulus] | 2008-09-01 | 2011-08-01 | 113486 | -6 | 6 | Longitudinal
206 | XV | 125 | Concrete Vibrating Wire Strain Gauge [low modulus] | 2008-09-01 | 2011-08-01 | 113486.5 | -6 | 3 | Transverse
206 | XV | 126 | Concrete Vibrating Wire Strain Gauge [low modulus] | 2008-09-01 | 2011-08-01 | 113486.5 | -6 | 6 | Transverse
206 | XV | 127 | Concrete Vibrating Wire Strain Gauge [low modulus] | 2008-09-01 | 2011-08-01 | 113492.5 | -11 | 3 | Longitudinal
206 | XV | 128 | Concrete Vibrating Wire Strain Gauge [low modulus] | 2008-09-01 | 2011-08-01 | 113492.5 | -11 | 6 | Longitudinal
206 | XV | 129 | Concrete Vibrating Wire Strain Gauge [low modulus] | 2008-09-01 | 2011-08-01 | 113492 | -6 | 3 | Longitudinal
206 | XV | 130 | Concrete Vibrating Wire Strain Gauge [low modulus] | 2008-09-01 | 2011-08-01 | 113492 | -6 | 6 | Longitudinal
206 | XV | 131 | Concrete Vibrating Wire Strain Gauge [low modulus] | 2008-09-01 | 2011-08-01 | 113493 | -6 | 3 | Transverse
206 | XV | 132 | Concrete Vibrating Wire Strain Gauge [low modulus] | 2008-09-01 | 2011-08-01 | 113493 | -6 | 6 | Transverse
213 | CE | 125 | Dynamic Strain - Tokyo Sokki (PML-60) | 2008-09-01 | 2013-05-06 | 118552.77 | -11.5 | 5.256 | Longitudinal
213 | CE | 127 | Dynamic Strain - Tokyo Sokki (PML-60) | 2008-10-10 | 2013-05-06 | 118552.78 | -6 | 0.021 | Transverse
213 | CE | 128 | Dynamic Strain - Tokyo Sokki (PML-60) | 2008-09-01 | 2013-05-06 | 118553.21 | -6 | 5.256 | Longitudinal
213 | CE | 129 | Dynamic Strain - Tokyo Sokki (PML-60) | 2008-09-01 | 2013-05-06 | 118557.23 | -11.5 | 0.252 | Longitudinal
213 | CE | 130 | Dynamic Strain - Tokyo Sokki (PML-60) | 2008-09-01 | 2013-05-06 | 118557.23 | -11.5 | 5.256 | Longitudinal
213 | CE | 131 | Dynamic Strain - Tokyo Sokki (PML-60) | 2008-09-01 | 2013-05-06 | 118557.9 | -10.3 | 0.252 | Angled
213 | CE | 132 | Dynamic Strain - Tokyo Sokki (PML-60) | 2008-09-01 | 2013-05-06 | 118557.9 | -10.3 | 5.256 | Angled
213 | CE | 133 | Dynamic Strain - Tokyo Sokki (PML-60) | 2008-09-01 | 2013-05-06 | 118559.25 | -9 | 0.252 | Transverse
213 | CE | 134 | Dynamic Strain - Tokyo Sokki (PML-60) | 2008-09-01 | 2013-05-06 | 118559.25 | -9 | 5.256 | Transverse
213 | CE | 135 | Dynamic Strain - Tokyo Sokki (PML-60) | 2008-09-01 | 2013-05-06 | 118559.07 | -6 | 0.252 | Transverse
213 | CE | 136 | Dynamic Strain - Tokyo Sokki (PML-60) | 2008-09-01 | 2013-05-06 | 118559.07 | -6 | 5.256 | Transverse
213 | EC | 101 | Decagon Moisture - 5TE | 2008-10-10 | 2013-05-06 | 118550.97 | -5.6 | 6.5 | Vertical
213 | EC | 102 | Decagon Moisture - 5TE | 2008-10-10 | 2013-05-06 | 118550.97 | -5.6 | 9 | Vertical
213 | EC | 103 | Decagon Moisture - 5TE | 2008-10-10 | 2013-05-06 | 118550.97 | -5.6 | 12 | Vertical
213 | EC | 104 | Decagon Moisture - 5TE | 2008-10-10 | 2013-05-06 | 118550.97 | -5.6 | 24 | Vertical
213 | EC | 105 | Decagon Moisture - 5TE | 2008-10-10 | 2013-05-06 | 118550.97 | -5.6 | 36 | Vertical
213 | EC | 106 | Decagon Moisture - 5TE | 2008-10-10 | 2013-05-06 | 118550.97 | -5.6 | 48 | Vertical
213 | EC | 107 | Decagon Moisture - 5TE | 2008-10-10 | 2013-05-06 | 118550.97 | -5.6 | 60 | Vertical
213 | EC | 108 | Decagon Moisture - 5TE | 2008-10-10 | 2013-05-06 | 118550.97 | -5.6 | 72 | Vertical
213 | ET | 101 | Decagon Moisture - 5TE (temperature) | 2008-10-10 | 2013-05-06 | 118551 | -5.6 | 6.5 | Vertical
213 | ET | 102 | Decagon Moisture - 5TE (temperature) | 2008-10-10 | 2013-05-06 | 118551 | -5.6 | 9 | Vertical
213 | ET | 103 | Decagon Moisture - 5TE (temperature) | 2008-10-10 | 2013-05-06 | 118551 | -5.6 | 12 | Vertical
213 | ET | 104 | Decagon Moisture - 5TE (temperature) | 2008-10-10 | 2013-05-06 | 118551 | -5.6 | 24 | Vertical
213 | ET | 105 | Decagon Moisture - 5TE (temperature) | 2008-10-10 | 2013-05-06 | 118551 | -5.6 | 36 | Vertical
213 | ET | 106 | Decagon Moisture - 5TE (temperature) | 2008-10-10 | 2013-05-06 | 118551 | -5.6 | 48 | Vertical
213 | ET | 107 | Decagon Moisture - 5TE (temperature) | 2008-10-10 | 2013-05-06 | 118551 | -5.6 | 60 | Vertical
213 | ET | 108 | Decagon Moisture - 5TE (temperature) | 2008-10-10 | 2013-05-06 | 118551 | -5.6 | 72 | Vertical
213 | EW | 101 | Decagon Moisture - 5TE (volumetric moisture content) | 2008-10-10 | 2013-05-06 | 118551 | -5.6 | 6.5 | Vertical
213 | EW | 102 | Decagon Moisture - 5TE (volumetric moisture content) | 2008-10-10 | 2013-05-06 | 118551 | -5.6 | 9 | Vertical
213 | EW | 103 | Decagon Moisture - 5TE (volumetric moisture content) | 2008-10-10 | 2013-05-06 | 118551 | -5.6 | 12 | Vertical
213 | EW | 104 | Decagon Moisture - 5TE (volumetric moisture content) | 2008-10-10 | 2013-05-06 | 118551 | -5.6 | 24 | Vertical
213 | EW | 105 | Decagon Moisture - 5TE (volumetric moisture content) | 2008-10-10 | 2013-05-06 | 118551 | -5.6 | 36 | Vertical
213 | EW | 106 | Decagon Moisture - 5TE (volumetric moisture content) | 2008-10-10 | 2013-05-06 | 118551 | -5.6 | 48 | Vertical
213 | EW | 107 | Decagon Moisture - 5TE (volumetric moisture content) | 2008-10-10 | 2013-05-06 | 118551 | -5.6 | 60 | Vertical
213 | EW | 108 | Decagon Moisture - 5TE (volumetric moisture content) | 2008-10-10 | 2013-05-06 | 118551 | -5.6 | 72 | Vertical
213 | TC | 133 | MnROAD Thermal Couple Tree - Omega | 2008-09-01 | 2013-05-06 | 118550.97 | -5.6 | 0.504 | Vertical
213 | TC | 134 | MnROAD Thermal Couple Tree - Omega | 2008-09-01 | 2013-05-06 | 118550.97 | -5.6 | 0.996 | Vertical
213 | TC | 135 | MnROAD Thermal Couple Tree - Omega | 2010-03-05 | 2013-05-06 | 118550.97 | -5.6 | 1.48 | Vertical
213 | TC | 136 | MnROAD Thermal Couple Tree - Omega | 2008-09-01 | 2013-05-06 | 118550.97 | -5.6 | 2.5 | Vertical
213 | TC | 137 | MnROAD Thermal Couple Tree - Omega | 2008-09-01 | 2013-05-06 | 118550.97 | -5.6 | 3.5
213 | TC | 138 | MnROAD Thermal Couple Tree - Omega | 2008-09-01 | 2013-05-06 | 118550.97 | -5.6 | 5 | Vertical
213 | TC | 139 | MnROAD Thermal Couple Tree - Omega | 2008-09-01 | 2013-05-06 | 118550.97 | -5.6 | 6 | Vertical
213 | TC | 140 | MnROAD Thermal Couple Tree - Omega | 2008-09-01 | 2013-05-06 | 118550.97 | -5.6 | 9 | Vertical
213 | TC | 141 | MnROAD Thermal Couple Tree - Omega | 2008-09-01 | 2013-05-06 | 118550.97 | -5.6 | 12 | Vertical
213 | TC | 142 | MnROAD Thermal Couple Tree - Omega | 2008-09-01 | 2013-05-06 | 118550.97 | -5.6 | 18 | Vertical
213 | TC | 143 | MnROAD Thermal Couple Tree - Omega | 2008-09-01 | 2013-05-06 | 118550.97 | -5.6 | 24 | Vertical
213 | TC | 144 | MnROAD Thermal Couple Tree - Omega | 2008-09-01 | 2013-05-06 | 118550.97 | -5.6 | 30 | Vertical
213 | TC | 145 | MnROAD Thermal Couple Tree - Omega | 2008-09-01 | 2013-05-06 | 118550.97 | -5.6 | 36 | Vertical
213 | TC | 146 | MnROAD Thermal Couple Tree - Omega | 2008-09-01 | 2013-05-06 | 118550.97 | -5.6 | 48 | Vertical
213 | TC | 147 | MnROAD Thermal Couple Tree - Omega | 2008-09-01 | 2013-05-06 | 118550.97 | -5.6 | 60 | Vertical
213 | TC | 148 | MnROAD Thermal Couple Tree - Omega | 2008-09-01 | 2013-05-06 | 118550.97 | -5.6 | 72 | Vertical
213 | WM | 101 | Water Mark - Irrometer | 2008-09-23 | 2013-05-06 | 118555.5 | -6 | 6 | Vertical
213 | WM | 102 | Water Mark - Irrometer | 2008-09-23 | 2013-05-06 | 118555.5 | -6 | 9 | Vertical
213 | WM | 103 | Water Mark - Irrometer | 2008-09-23 | 2013-05-06 | 118555.5 | -6 | 12 | Vertical
213 | WM | 104 | Water Mark - Irrometer | 2008-09-23 | 2013-05-06 | 118555.5 | -6 | 18 | Vertical
213 | WM | 105 | Water Mark - Irrometer | 2008-09-23 | 2013-05-06 | 118555.5 | -6 | 24 | Vertical
213 | WM | 106 | Water Mark - Irrometer | 2008-09-23 | 2013-05-06 | 118555.5 | -6 | 36 | Vertical
214 | CE | 117 | Dynamic Strain - Tokyo Sokki (PML-60) | 2008-09-01 |  | 119003.99 | -11.7 | 5.748 | Longitudinal
214 | CE | 118 | Dynamic Strain - Tokyo Sokki (PML-60) | 2008-09-01 |  | 119004.93 | -11.2 | 5.748 | Longitudinal
214 | CE | 119 | Dynamic Strain - Tokyo Sokki (PML-60) | 2008-09-01 |  | 119004.88 | -10.2 | 5.748 | Angled
214 | CE | 120 | Dynamic Strain - Tokyo Sokki (PML-60) | 2008-09-01 |  | 119005.92 | -9.8 | 5.748 | Transverse
214 | DT | 103 | Linear Variable Differential Transducer | 2008-09-01 |  | 118995 | -12.2 | 0.756
214 | DT | 104 | Linear Variable Differential Transducer | 2008-09-01 |  | 118995 | -12.2 | 0.756
214 | FW | 117 | Concrete Vibrating Wire Strain Gauge [low modulus] (frequency) | 2008-09-01 |  | 118997.9 | -11.7 | 5.004 | Longitudinal
214 | FW | 118 | Concrete Vibrating Wire Strain Gauge [low modulus] (frequency) | 2008-09-01 |  | 118998 | -9.2 | 5.004 | Longitudinal
214 | FW | 119 | Concrete Vibrating Wire Strain Gauge [low modulus] (frequency) | 2008-09-01 |  | 118999.1 | -10.2 | 5.004 | Angled
214 | FW | 120 | Concrete Vibrating Wire Strain Gauge [low modulus] (frequency) | 2008-09-01 |  | 119000 | -9.2 | 5.004 | Transverse
214 | HC | 105 | Horizonal Clip Gauge - Tokyo Sokki (PI-5S-50/150) | 2008-09-01 |  | 118995 | -10.5 | 0.996
214 | HC | 106 | Horizonal Clip Gauge - Tokyo Sokki (PI-5S-50/150) | 2008-09-01 |  | 118995 | -10.5 | 5.004
214 | HC | 107 | Horizonal Clip Gauge - Tokyo Sokki (PI-5S-50/150) | 2008-09-01 |  | 118995 | -7.5 | 0.996
214 | HC | 108 | Horizonal Clip Gauge - Tokyo Sokki (PI-5S-50/150) | 2008-09-01 |  | 118995 | -7.5 | 5.004
214 | HV | 105 | Horizonal Clip Gauge - Tokyo Sokki (PI-5S-50/150) (voltage) | 2008-09-01 |  | 118995 | -10.5 | 0.996
214 | HV | 106 | Horizonal Clip Gauge - Tokyo Sokki (PI-5S-50/150) (voltage) | 2008-09-01 |  | 118995 | -10.5 | 5.004
214 | HV | 107 | Horizonal Clip Gauge - Tokyo Sokki (PI-5S-50/150) (voltage) | 2008-09-01 |  | 118995 | -7.5 | 0.996
214 | HV | 108 | Horizonal Clip Gauge - Tokyo Sokki (PI-5S-50/150) (voltage) | 2008-09-01 |  | 118995 | -7.5 | 5.004
214 | IV | 102 | Invar Rod | 2008-09-01 |  | 118995 | -12.2 | 5.004
214 | RW | 117 | Concrete Vibrating Wire Strain Gauge [low modulus] (resistance) | 2008-09-01 |  | 118997.9 | -11.7 | 5.004 | Longitudinal
214 | RW | 118 | Concrete Vibrating Wire Strain Gauge [low modulus] (resistance) | 2008-09-01 |  | 118998 | -9.2 | 5.004 | Longitudinal
214 | RW | 119 | Concrete Vibrating Wire Strain Gauge [low modulus] (resistance) | 2008-09-01 |  | 118999.1 | -10.2 | 5.004 | Angled
214 | RW | 120 | Concrete Vibrating Wire Strain Gauge [low modulus] (resistance) | 2008-09-01 |  | 119000 | -9.2 | 5.004 | Transverse
214 | TC | 101 | MnROAD Thermal Couple Tree - Omega | 2008-09-01 |  | 119002.25 | -7.1 | 0.504 | Vertical
214 | TC | 102 | MnROAD Thermal Couple Tree - Omega | 2008-09-01 |  | 119002.25 | -7.1 | 0.996
214 | TC | 103 | MnROAD Thermal Couple Tree - Omega | 2008-09-01 |  | 119002.25 | -7.1 | 1.504 | Vertical
214 | TC | 104 | MnROAD Thermal Couple Tree - Omega | 2008-09-01 |  | 119002.25 | -7.1 | 2.5 | Vertical
214 | TC | 105 | MnROAD Thermal Couple Tree - Omega | 2008-09-01 |  | 119002.25 | -7.1 | 3.96 | Vertical
214 | TC | 106 | MnROAD Thermal Couple Tree - Omega | 2008-09-01 |  | 119002.25 | -7.1 | 5.5 | Vertical
214 | VW | 117 | Concrete Vibrating Wire Strain Gauge [low modulus] | 2008-09-01 |  | 118997.94 | -11.7 | 5.004 | Longitudinal
214 | VW | 118 | Concrete Vibrating Wire Strain Gauge [low modulus] | 2008-09-01 |  | 118997.99 | -9.2 | 5.004 | Longitudinal
214 | VW | 119 | Concrete Vibrating Wire Strain Gauge [low modulus] | 2008-09-01 |  | 118999.05 | -10.2 | 5.004 | Angled
214 | VW | 120 | Concrete Vibrating Wire Strain Gauge [low modulus] | 2008-09-01 |  | 119000 | -9.2 | 5.004 | Transverse
214 | XV | 117 | Concrete Vibrating Wire Strain Gauge [low modulus] | 2008-10-10 |  | 118997.94 | -11.7 | 0.417
214 | XV | 118 | Concrete Vibrating Wire Strain Gauge [low modulus] | 2008-10-10 |  | 118997.99 | -9.2 | 0.417
214 | XV | 119 | Concrete Vibrating Wire Strain Gauge [low modulus] | 2008-10-10 |  | 118999.05 | -10.2 | 0.417
214 | XV | 120 | Concrete Vibrating Wire Strain Gauge [low modulus] | 2008-10-10 |  | 119000 | -9.2 | 0.417
240 | CE | 1 | Concrete Embedded Strain Gauge | 2013-05-30 |  | 10481.3 | 9 | 2.5 | Transverse
240 | CE | 2 | Concrete Embedded Strain Gauge | 2013-05-30 |  | 10484 | 9 | 2.5 | Transverse
240 | CE | 3 | Concrete Embedded Strain Gauge | 2013-05-30 |  | 10568 | 11.7 | 2.5 | Longitudinal
240 | CE | 4 | Concrete Embedded Strain Gauge | 2013-05-30 |  | 10559.7 | 9 | 0.5 | Longitudinal
240 | CE | 5 | Concrete Embedded Strain Gauge | 2013-05-30 |  | 10559.7 | 9 | 2.5 | Longitudinal
240 | CE | 6 | Concrete Embedded Strain Gauge | 2013-05-30 |  | 10571.3 | 9 | 0.5 | Transverse
240 | CE | 7 | Concrete Embedded Strain Gauge | 2013-05-30 |  | 10571.3 | 9 | 2.5 | Transverse
240 | CE | 8 | Concrete Embedded Strain Gauge | 2013-05-30 |  | 10572.5 | 10.5 | 0.5 | 45 Degrees
240 | CE | 9 | Concrete Embedded Strain Gauge | 2013-05-30 |  | 10572.5 | 10.5 | 2.5 | 45 Degrees
240 | CE | 10 | Concrete Embedded Strain Gauge | 2013-05-30 |  | 10573.8 | 11.7 | 0.5 | Longitudinal
240 | CE | 11 | Concrete Embedded Strian Gauge | 2013-05-30 |  | 10573.8 | 11.7 | 2.5 | Longitudinal
240 | CE | 12 | Concrete Embedded Strain Gauge | 2013-05-30 |  | 10573.8 | 11.7 | 3.5 | Longitudinal
240 | EC | 1 | Decagon 5TE, Electrical Conductivity | 2013-05-30 |  | 10566.5 | 9 | 3.1 | Vertical
240 | EC | 2 | Decagon 5TE, Electrical Conductivity | 2013-05-30 |  | 10566.8 | 11 | 3.1 | Vertical
240 | ET | 1 | Decagon 5TE, Thermistor Output | 2013-06-07 |  | 10566.5 | 9 | 3.1 | Vertical
240 | ET | 2 | Decagon 5TE, Thermistor Output | 2013-06-07 |  | 10566.8 | 11 | 3.1 | Vertical
240 | EW | 1 | Decagon 5TE, Volumetric Moisture Content | 2013-06-07 |  | 10566.5 | 9 | 3.1 | Vertical
240 | EW | 2 | Decagon 5TE, Volumetric Moisture Content | 2013-06-07 |  | 10566.8 | 11 | 3.1 | Vertical
240 | FB | 1 | Fiber Optic Bragg Grating, FBG Strain Transducer | 2013-06-07 |  | 10483.5 | 10 | 2 | Transverse
240 | FB | 2 | Fiber Optic Bragg Grating, Custom 3-D FBG Strain Transducer | 2013-06-07 |  | 10486.3 | 10 | 1 | Vertical
240 | FB | 3 | Fiber Optic Bragg Grating, Custom 3-D FBG Strain Transducer | 2013-06-07 |  | 10486.3 | 10 | 2.5 | Longitudinal
240 | FB | 4 | Fiber Optic Bragg Grating, Custom 3-D FBG Strain Transducer | 2013-06-07 |  | 10486.3 | 10 | 2.5 | Transverse
240 | FB | 5 | Fiber Optic Bragg Grating, FBG Strain Transducer | 2013-06-07 |  | 10566.8 | 10.5 | 2 | Longitudinal
240 | FC | 1 | Fiber Optic Sensor, Continuous Grid, Transverse Orientation | 2013-06-07 |  | 10482 | 6.5 | 2.5 | Transverse
240 | FW | 1 | Geokon VW, Frequency | 2013-06-07 |  | 10573.8 | 9 | 0.75 | Longitudinal
240 | FW | 2 | Geokon VW, Frequency | 2013-06-07 |  | 10573.8 | 9 | 2.25 | Longitudinal
240 | FW | 3 | Geokon VW, Frequency | 2013-06-07 |  | 10573.8 | 9 | 3.75 | Longitudinal
240 | RW | 1 | Geokon VW, Resistance | 2013-06-07 |  | 10573.8 | 9 | 0.75 | Longitudinal
240 | RW | 2 | Geokon VW, Resistance | 2013-06-07 |  | 10573.8 | 9 | 2.25 | Longitudinal
240 | RW | 3 | Geokon VW, Resistance | 2013-06-07 |  | 10573.8 | 9 | 3.75 | Longitudinal
240 | TC | 1 | Thermocouple | 2013-05-30 |  | 10555.8 | 9 | 0.5 | Vertical
240 | TC | 2 | Thermocouple | 2013-05-30 |  | 10555.8 | 9 | 1 | Vertical
240 | TC | 3 | Thermocouple | 2013-05-30 |  | 10555.8 | 9 | 1.5 | Vertical
240 | TC | 4 | Thermocouple | 2013-05-30 |  | 10555.8 | 9 | 2 | Vertical
240 | TC | 5 | Thermocouple | 2013-05-30 |  | 10555.8 | 9 | 3 | Vertical
240 | TC | 6 | Thermocouple | 2013-05-30 |  | 10555.8 | 9 | 7 | Vertical
240 | TC | 7 | Thermocouple | 2013-05-30 |  | 10555.8 | 9 | 10 | Vertical
240 | TC | 8 | Thermocouple | 2013-05-30 |  | 10555.8 | 9 | 13 | Vertical
240 | VW | 1 | Vibrating Wire Strain Gauge | 2013-05-30 |  | 10573.8 | 9 | 0.75 | Longitudinal
240 | VW | 2 | Vibrating Wire Strain Gauge | 2013-05-30 |  | 10573.8 | 9 | 2.25 | Longitudinal
240 | VW | 3 | Vibrating Wire Stain Gauge | 2013-05-30 |  | 10573.8 | 9 | 3.75 | Longitudinal
240 | XV | 1 | Geokon VW, Thermistor Voltage | 2013-06-07 |  | 10573.8 | 9 | 0.75 | Longitudinal
240 | XV | 2 | Geokon VW, Thermistor Voltage | 2013-06-07 |  | 10573.8 | 9 | 2.25 | Longitudinal
240 | XV | 3 | Geokon VW, Thermistor Voltage | 2013-06-07 |  | 10573.8 | 9 | 3.75 | Longitudinal
305 | CE | 132 | Dynamic Strain - Tokyo Sokki (PML-60) | 2008-09-01 |  | 112932.43 | -13.6 | 4.752 | Longitudinal
305 | CE | 133 | Dynamic Strain - Tokyo Sokki (PML-60) | 2008-09-01 |  | 112932.38 | -11.1 | 4.752 | Transverse
305 | CE | 134 | Dynamic Strain - Tokyo Sokki (PML-60) | 2008-09-01 |  | 112932.92 | -11.2 | 4.752 | Longitudinal
305 | CE | 135 | Dynamic Strain - Tokyo Sokki (PML-60) | 2008-09-01 |  | 112932.47 | -7.1 | 4.752 | Transverse
305 | CE | 136 | Dynamic Strain - Tokyo Sokki (PML-60) | 2008-09-01 |  | 112933 | -7.2 | 4.752 | Longitudinal
305 | CE | 137 | Dynamic Strain - Tokyo Sokki (PML-60) | 2008-09-01 |  | 112937.03 | -13.6 | 4.752 | Longitudinal
305 | CE | 138 | Dynamic Strain - Tokyo Sokki (PML-60) | 2008-09-01 |  | 112937.81 | -12.1 | 4.752 | Angled
305 | CE | 139 | Dynamic Strain - Tokyo Sokki (PML-60) | 2008-09-01 |  | 112938.99 | -11.2 | 4.752 | Transverse
305 | CE | 140 | Dynamic Strain - Tokyo Sokki (PML-60) | 2008-09-01 |  | 112938.99 | -7.2 | 4.752 | Transverse
305 | CE | 141 | Dynamic Strain - Tokyo Sokki (PML-60) | 2008-09-01 |  | 112943 | -13.6 | 4.752 | Longitudinal
305 | CE | 142 | Dynamic Strain - Tokyo Sokki (PML-60) | 2008-09-01 |  | 112942.09 | -12.1 | 4.752 | Angled
305 | CE | 143 | Dynamic Strain - Tokyo Sokki (PML-60) | 2008-09-01 |  | 112940.97 | -11.2 | 4.752 | Transverse
305 | CE | 144 | Dynamic Strain - Tokyo Sokki (PML-60) | 2008-09-01 |  | 112940.97 | -7.2 | 4.752 | Transverse
305 | CE | 145 | Dynamic Strain - Tokyo Sokki (PML-60) | 2008-09-01 |  | 112947.63 | -13.6 | 4.752 | Longitudinal
305 | CE | 146 | Dynamic Strain - Tokyo Sokki (PML-60) | 2008-09-01 |  | 112947.47 | -7.1 | 4.752 | Transverse
305 | DT | 107 | Linear Variable Differential Transducer | 2008-09-01 |  | 112932.5 | -14.2 | 0.756 | Vertical
305 | DT | 108 | Linear Variable Differential Transducer | 2008-09-01 |  | 112940 | -14.2 | 0.756 | Vertical
305 | DT | 109 | Linear Variable Differential Transducer | 2008-09-01 |  | 112940 | -14.2 | 0.756 | Vertical
305 | DT | 110 | Linear Variable Differential Transducer | 2008-09-01 |  | 112947.5 | -14.2 | 0.756 | Vertical
305 | FW | 117 | Concrete Vibrating Wire Strain Gauge [low modulus] (frequency) | 2008-09-01 |  | 112947.5 | -13.1 | 0.996 | Longitudinal
305 | FW | 118 | Concrete Vibrating Wire Strain Gauge [low modulus] (frequency) | 2008-09-01 |  | 112947.6 | -13 | 3.96 | Longitudinal
305 | FW | 119 | Concrete Vibrating Wire Strain Gauge [low modulus] (frequency) | 2008-09-01 |  | 112946.9 | -7.1 | 0.996 | Longitudinal
305 | FW | 120 | Concrete Vibrating Wire Strain Gauge [low modulus] (frequency) | 2008-09-01 |  | 112946.9 | -7.2 | 3.96 | Longitudinal
305 | FW | 121 | Concrete Vibrating Wire Strain Gauge [low modulus] (frequency) | 2008-09-01 |  | 112948 | -7.2 | 0.996 | Transverse
305 | FW | 122 | Concrete Vibrating Wire Strain Gauge [low modulus] (frequency) | 2008-09-01 |  | 112948 | -7.1 | 3.96 | Transverse
305 | FW | 123 | Concrete Vibrating Wire Strain Gauge [low modulus] (frequency) | 2008-09-01 |  | 112952 | -13.1 | 0.996 | Longitudinal
305 | FW | 124 | Concrete Vibrating Wire Strain Gauge [low modulus] (frequency) | 2008-09-01 |  | 112952.1 | -13 | 3.96 | Longitudinal
305 | FW | 125 | Concrete Vibrating Wire Strain Gauge [low modulus] (frequency) | 2008-09-01 |  | 112952.8 | -12.1 | 0.996 | Angled
305 | FW | 126 | Concrete Vibrating Wire Strain Gauge [low modulus] (frequency) | 2008-09-01 |  | 112952.8 | -12.1 | 3.96 | Angled
305 | FW | 127 | Concrete Vibrating Wire Strain Gauge [low modulus] (frequency) | 2008-09-01 |  | 112954 | -11.1 | 0.996 | Transverse
305 | FW | 128 | Concrete Vibrating Wire Strain Gauge [low modulus] (frequency) | 2008-09-01 |  | 112954 | -11.1 | 3.96 | Transverse
305 | FW | 129 | Concrete Vibrating Wire Strain Gauge [low modulus] (frequency) | 2008-09-01 |  | 112953.4 | -7.2 | 0.996 | Transverse
305 | FW | 130 | Concrete Vibrating Wire Strain Gauge [low modulus] (frequency) | 2008-09-01 |  | 112953.4 | -7.2 | 3.96 | Transverse
305 | FW | 131 | Concrete Vibrating Wire Strain Gauge [low modulus] (frequency) | 2008-09-01 |  | 112953.9 | -7.2 | 0.996 | Longitudinal
305 | FW | 132 | Concrete Vibrating Wire Strain Gauge [low modulus] (frequency) | 2008-09-01 |  | 112953.9 | -7.2 | 3.96 | Longitudinal
305 | HC | 103 | Horizonal Clip Gauge - Tokyo Sokki (PI-5S-50/150) | 2008-09-01 |  | 112940 | -13 | 0.996 | Horizontal
305 | HC | 104 | Horizonal Clip Gauge - Tokyo Sokki (PI-5S-50/150) | 2008-09-01 |  | 112940 | -13 | 3.96 | Horizontal
305 | HC | 105 | Horizonal Clip Gauge - Tokyo Sokki (PI-5S-50/150) | 2008-09-01 |  | 112940 | -7 | 0.996 | Horizontal
305 | HC | 106 | Horizonal Clip Gauge - Tokyo Sokki (PI-5S-50/150) | 2008-09-01 |  | 112940 | -7 | 3.96 | Horizontal
305 | HV | 103 | Horizonal Clip Gauge - Tokyo Sokki (PI-5S-50/150) (voltage) | 2008-09-01 |  | 112940 | -13 | 0.996 | Horizontal
305 | HV | 104 | Horizonal Clip Gauge - Tokyo Sokki (PI-5S-50/150) (voltage) | 2008-09-01 |  | 112940 | -13 | 3.96 | Horizontal
305 | HV | 105 | Horizonal Clip Gauge - Tokyo Sokki (PI-5S-50/150) (voltage) | 2008-09-01 |  | 112940 | -7 | 0.996 | Horizontal
305 | HV | 106 | Horizonal Clip Gauge - Tokyo Sokki (PI-5S-50/150) (voltage) | 2008-09-01 |  | 112940 | -7 | 3.96 | Horizontal
305 | IK | 110 | Maturity Sensor - Engius IntelliROCK II | 2008-09-01 |  | 112931.43 | -13.5 | 0.996
305 | IK | 111 | Maturity Sensor - Engius IntelliROCK II | 2008-09-01 |  | 112931.05 | -13.5 | 2.496
305 | IK | 112 | Maturity Sensor - Engius IntelliROCK II | 2008-09-01 |  | 112931.41 | -13.5 | 3.96
305 | IK | 113 | Maturity Sensor - Engius IntelliROCK II | 2008-09-01 |  | 112931.45 | -12.1 | 0.996
305 | IK | 114 | Maturity Sensor - Engius IntelliROCK II | 2008-09-01 |  | 112930.99 | -12.1 | 2.496
305 | IK | 115 | Maturity Sensor - Engius IntelliROCK II | 2008-09-01 |  | 112931.49 | -12.1 | 3.96
305 | IV | 105 | Invar Rod | 2008-09-01 |  | 112932.56 | -14.5 | 8.004
305 | IV | 106 | Invar Rod | 2008-09-01 |  | 112940.01 | -14 | 8.004
305 | IV | 107 | Invar Rod | 2008-09-01 |  | 112947.47 | -14.5 | 8.004
305 | RW | 117 | Concrete Vibrating Wire Strain Gauge [low modulus] (resistance) | 2008-09-01 |  | 112947.5 | -13.1 | 0.996 | Longitudinal
305 | RW | 118 | Concrete Vibrating Wire Strain Gauge [low modulus] (resistance) | 2008-09-01 |  | 112947.6 | -13 | 3.96 | Longitudinal
305 | RW | 119 | Concrete Vibrating Wire Strain Gauge [low modulus] (resistance) | 2008-09-01 |  | 112946.9 | -7.1 | 0.996 | Longitudinal
305 | RW | 120 | Concrete Vibrating Wire Strain Gauge [low modulus] (resistance) | 2008-09-01 |  | 112946.9 | -7.2 | 3.96 | Longitudinal
305 | RW | 121 | Concrete Vibrating Wire Strain Gauge [low modulus] (resistance) | 2008-09-01 |  | 112948 | -7.2 | 0.996 | Transverse
305 | RW | 122 | Concrete Vibrating Wire Strain Gauge [low modulus] (resistance) | 2008-09-01 |  | 112948 | -7.1 | 3.96 | Transverse
305 | RW | 123 | Concrete Vibrating Wire Strain Gauge [low modulus] (resistance) | 2008-09-01 |  | 112952 | -13.1 | 0.996 | Longitudinal
305 | RW | 124 | Concrete Vibrating Wire Strain Gauge [low modulus] (resistance) | 2008-09-01 |  | 112952.1 | -13 | 3.96 | Longitudinal
305 | RW | 125 | Concrete Vibrating Wire Strain Gauge [low modulus] (resistance) | 2008-09-01 |  | 112952.8 | -12.1 | 0.996 | Angled
305 | RW | 126 | Concrete Vibrating Wire Strain Gauge [low modulus] (resistance) | 2008-09-01 |  | 112952.8 | -12.1 | 3.96 | Angled
305 | RW | 127 | Concrete Vibrating Wire Strain Gauge [low modulus] (resistance) | 2008-09-01 |  | 112954 | -11.1 | 0.996 | Transverse
305 | RW | 128 | Concrete Vibrating Wire Strain Gauge [low modulus] (resistance) | 2008-09-01 |  | 112954 | -11.1 | 3.96 | Transverse
305 | RW | 129 | Concrete Vibrating Wire Strain Gauge [low modulus] (resistance) | 2008-09-01 |  | 112953.4 | -7.2 | 0.996 | Transverse
305 | RW | 130 | Concrete Vibrating Wire Strain Gauge [low modulus] (resistance) | 2008-09-01 |  | 112953.4 | -7.2 | 3.96 | Transverse
305 | RW | 131 | Concrete Vibrating Wire Strain Gauge [low modulus] (resistance) | 2008-09-01 |  | 112953.9 | -7.2 | 0.996 | Longitudinal
305 | RW | 132 | Concrete Vibrating Wire Strain Gauge [low modulus] (resistance) | 2008-09-01 |  | 112953.9 | -7.2 | 3.96 | Longitudinal
305 | TC | 125 | MnROAD Thermal Couple Tree - Omega | 2008-09-01 |  | 112938.02 | -13.3 | 0.504
305 | TC | 126 | MnROAD Thermal Couple Tree - Omega | 2008-09-01 |  | 112938.02 | -13.3 | 0.996
305 | TC | 127 | MnROAD Thermal Couple Tree - Omega | 2008-09-01 |  | 112938.02 | -13.3 | 2.004
305 | TC | 128 | MnROAD Thermal Couple Tree - Omega | 2008-09-01 |  | 112938.02 | -13.3 | 3.96
305 | TC | 129 | MnROAD Thermal Couple Tree - Omega | 2008-09-01 |  | 112938.02 | -13.3 | 5.496
305 | TC | 133 | MnROAD Thermal Couple Tree - Omega | 2008-09-01 |  | 112934.52 | -6.6 | 0.504
305 | TC | 134 | MnROAD Thermal Couple Tree - Omega | 2008-09-01 |  | 112934.52 | -6.6 | 0.996
305 | TC | 135 | MnROAD Thermal Couple Tree - Omega | 2008-09-01 |  | 112934.52 | -6.6 | 2.004
305 | TC | 136 | MnROAD Thermal Couple Tree - Omega | 2008-09-01 |  | 112934.52 | -6.6 | 3.96
305 | TC | 137 | MnROAD Thermal Couple Tree - Omega | 2008-09-01 |  | 112934.52 | -6.6 | 5.496
305 | VW | 117 | Concrete Vibrating Wire Strain Gauge [low modulus] | 2008-09-01 |  | 112947.54 | -13.1 | 0.996 | Longitudinal
305 | VW | 118 | Concrete Vibrating Wire Strain Gauge [low modulus] | 2008-09-01 |  | 112947.55 | -13 | 3.96 | Longitudinal
305 | VW | 119 | Concrete Vibrating Wire Strain Gauge [low modulus] | 2008-09-01 |  | 112946.92 | -7.1 | 0.996 | Longitudinal
305 | VW | 120 | Concrete Vibrating Wire Strain Gauge [low modulus] | 2008-09-01 |  | 112946.89 | -7.2 | 3.96 | Longitudinal
305 | VW | 121 | Concrete Vibrating Wire Strain Gauge [low modulus] | 2008-09-01 |  | 112947.99 | -7.2 | 0.996 | Transverse
305 | VW | 122 | Concrete Vibrating Wire Strain Gauge [low modulus] | 2008-09-01 |  | 112948.04 | -7.1 | 3.96 | Transverse
305 | VW | 123 | Concrete Vibrating Wire Strain Gauge [low modulus] | 2008-09-01 |  | 112952.02 | -13.1 | 0.996 | Longitudinal
305 | VW | 124 | Concrete Vibrating Wire Strain Gauge [low modulus] | 2008-09-01 |  | 112952.05 | -13 | 3.96 | Longitudinal
305 | VW | 125 | Concrete Vibrating Wire Strain Gauge [low modulus] | 2008-09-01 |  | 112952.79 | -12.1 | 0.996 | Angled
305 | VW | 126 | Concrete Vibrating Wire Strain Gauge [low modulus] | 2008-09-01 |  | 112952.83 | -12.1 | 3.96 | Angled
305 | VW | 127 | Concrete Vibrating Wire Strain Gauge [low modulus] | 2008-09-01 |  | 112953.97 | -11.1 | 0.996 | Transverse
305 | VW | 128 | Concrete Vibrating Wire Strain Gauge [low modulus] | 2008-09-01 |  | 112953.97 | -11.1 | 3.96 | Transverse
305 | VW | 129 | Concrete Vibrating Wire Strain Gauge [low modulus] | 2008-09-01 |  | 112953.37 | -7.2 | 0.996 | Transverse
305 | VW | 130 | Concrete Vibrating Wire Strain Gauge [low modulus] | 2008-09-01 |  | 112953.41 | -7.2 | 3.96 | Transverse
305 | VW | 131 | Concrete Vibrating Wire Strain Gauge [low modulus] | 2008-09-01 |  | 112953.92 | -7.2 | 0.996 | Longitudinal
305 | VW | 132 | Concrete Vibrating Wire Strain Gauge [low modulus] | 2008-09-01 |  | 112953.93 | -7.2 | 3.96 | Longitudinal
305 | XV | 117 | Concrete Vibrating Wire Strain Gauge [low modulus] | 2008-09-01 |  | 112947.5 | -13 | 0.996 | Longitudinal
305 | XV | 118 | Concrete Vibrating Wire Strain Gauge [low modulus] | 2008-09-01 |  | 112947.5 | -13 | 3.96 | Longitudinal
305 | XV | 119 | Concrete Vibrating Wire Strain Gauge [low modulus] | 2008-09-01 |  | 112947 | -7 | 0.996 | Longitudinal
305 | XV | 120 | Concrete Vibrating Wire Strain Gauge [low modulus] | 2008-09-01 |  | 112947 | -7 | 3.96 | Longitudinal
305 | XV | 121 | Concrete Vibrating Wire Strain Gauge [low modulus] | 2008-09-01 |  | 112948 | -7 | 0.996 | Transverse
305 | XV | 122 | Concrete Vibrating Wire Strain Gauge [low modulus] | 2008-09-01 |  | 112948 | -7 | 3.96 | Transverse
305 | XV | 123 | Concrete Vibrating Wire Strain Gauge [low modulus] | 2008-09-01 |  | 112952 | -13 | 0.996 | Longitudinal
305 | XV | 124 | Concrete Vibrating Wire Strain Gauge [low modulus] | 2008-09-01 |  | 112952 | -13 | 3.96 | Longitudinal
305 | XV | 125 | Concrete Vibrating Wire Strain Gauge [low modulus] | 2008-09-01 |  | 112952.5 | -12 | 0.996 | Angled
305 | XV | 126 | Concrete Vibrating Wire Strain Gauge [low modulus] | 2008-09-01 |  | 112952.5 | -12 | 3.96 | Angled
305 | XV | 127 | Concrete Vibrating Wire Strain Gauge [low modulus] | 2008-09-01 |  | 112954 | -11 | 0.996 | Transverse
305 | XV | 128 | Concrete Vibrating Wire Strain Gauge [low modulus] | 2008-09-01 |  | 112954 | -11 | 3.96 | Transverse
305 | XV | 129 | Concrete Vibrating Wire Strain Gauge [low modulus] | 2008-09-01 |  | 112953.5 | -7 | 0.996 | Transverse
305 | XV | 130 | Concrete Vibrating Wire Strain Gauge [low modulus] | 2008-09-01 |  | 112953.5 | -7 | 3.96 | Transverse
305 | XV | 131 | Concrete Vibrating Wire Strain Gauge [low modulus] | 2008-09-01 |  | 112954 | -7 | 0.996 | Longitudinal
305 | XV | 132 | Concrete Vibrating Wire Strain Gauge [low modulus] | 2008-09-01 |  | 112954 | -7 | 3.96 | Longitudinal
306 | DW | 201 | Pore Water Pressure Sensor - Geokon 3410 | 2011-08-17 |  | 113391.3 | -9.25 | 7 | Horizontal
306 | DW | 202 | Pore Water Pressure Sensor - Geokon 3410 | 2011-08-17 |  | 113391.3 | -9.7 | 7 | Vertical
306 | DW | 203 | Pore Water Pressure Sensor - Geokon 3410 | 2011-08-17 |  | 113406.3 | -9.6 | 7 | Horizontal
306 | DW | 204 | Pore Water Pressure Sensor - Geokon 3410 | 2011-08-17 |  | 113406.4 | -9.9 | 8 | Vertical
306 | FW | 201 | Vibrating Wire Strain Gauge - Frequency | 2011-09-01 |  | 113384.35 | -6.25 | 1 | Transverse
306 | FW | 202 | Vibrating Wire Strain Gauge - Frequency | 2011-09-01 |  | 113384.2 | -6.2 | 5 | Transverse
306 | FW | 203 | Vibrating Wire Strain Gauge - Frequency | 2011-09-01 |  | 113385.1 | -6.21 | 1 | Longitudinal
306 | FW | 204 | Vibrating Wire Strain Gauge - Frequency | 2011-09-01 |  | 113385.12 | -6.12 | 5 | Longitudinal
306 | FW | 205 | Vibrating Wire Strain Gauge - Frequency | 2011-09-01 |  | 113398.65 | -6.15 | 1 | Transverse
306 | FW | 206 | Vibrating Wire Strain Gauge - Frequency | 2011-09-01 |  | 113398.75 | -6.07 | 5 | Transverse
306 | FW | 207 | Vibrating Wire Strain Gauge - Frequency | 2011-09-01 |  | 113399.45 | -6.03 | 1 | Longitudinal
306 | FW | 208 | Vibrating Wire Strain Gauge - Frequency | 2011-09-01 |  | 113399.45 | -6.02 | 5 | Longitudinal
306 | MH | 201 | Humidity/Temperature Sensor (SHT75, Sensirion) | 2011-08-17 |  | 113382.9 | -11.73 | 13.5 | Vertical
306 | MH | 202 | Humidity/Temperature Sensor (SHT75, Sensirion) | 2011-08-17 |  | 113382.9 | -11.73 | 16.5 | Vertical
306 | MH | 203 | Humidity/Temperature Sensor (SHT75, Sensirion) | 2011-08-17 |  | 113382.9 | -11.73 | 19.5 | Vertical
306 | MH | 204 | Humidity/Temperature Sensor (SHT75, Sensirion) | 2011-08-17 |  | 113382.9 | -11.73 | 22.5 | Vertical
306 | MH | 205 | Humidity/Temperature Sensor (SHT75, Sensirion) | 2011-08-17 |  | 113405.34 | -11.58 | 13 | Vertical
306 | MH | 206 | Humidity/Temperature Sensor (SHT75, Sensirion) | 2011-08-17 |  | 113405.34 | -11.58 | 16 | Vertical
306 | MH | 207 | Humidity/Temperature Sensor (SHT75, Sensirion) | 2011-08-17 |  | 113405.34 | -11.58 | 19 | Vertical
306 | MH | 208 | Humidity/Temperature Sensor (SHT75, Sensirion) | 2011-08-17 |  | 113405.34 | -11.58 | 22 | Vertical
306 | RW | 201 | VW Thermistor Resistance | 2011-09-01 |  | 113384.35 | -6.25 | 1 | Transverse
306 | RW | 202 | VW Thermistor Resistance | 2011-09-01 |  | 113384.2 | -6.2 | 5 | Transverse
306 | RW | 203 | VW Thermistor Resistance | 2011-12-28 |  | 113385.1 | -6.21 | 1 | Longitudinal
306 | RW | 204 | VW Thermistor Resistance | 2011-09-01 |  | 113385.12 | -6.12 | 5 | Longitudinal
306 | RW | 205 | VW Thermistor Resistance | 2011-09-01 |  | 113398.65 | -6.15 | 1 | Transverse
306 | RW | 206 | VW Thermistor Resistance | 2011-09-01 |  | 113398.75 | -6.07 | 5 | Transverse
306 | RW | 207 | VW Thermistor Resistance | 2011-09-01 |  | 113399.45 | -6.03 | 1 | Longitudinal
306 | RW | 208 | VW Thermistor Resistance | 2011-09-01 |  | 113399.45 | -6.02 | 5 | Longitudinal
306 | TC | 201 | MnROAD Thermocouple Tree - Omega | 2011-08-17 |  | 113391 | -11.44 | 0.5 | Vertical
306 | TC | 202 | MnROAD Thermocouple Tree - Omega | 2011-08-17 |  | 113391 | -11.44 | 1 | Vertical
306 | TC | 203 | MnROAD Thermocouple Tree - Omega | 2011-08-17 |  | 113391 | -11.44 | 1.5 | Vertical
306 | TC | 204 | MnROAD Thermocouple Tree - Omega | 2011-08-17 |  | 113391 | -11.44 | 2 | Vertical
306 | TC | 205 | MnROAD Thermocouple Tree - Omega | 2011-08-17 |  | 113391 | -11.44 | 3 | Vertical
306 | TC | 206 | MnROAD Thermocouple Tree - Omega | 2011-08-17 |  | 113391 | -11.44 | 6 | Vertical
306 | TC | 207 | MnROAD Thermocouple Tree - Omega | 2011-08-17 |  | 113391 | -11.44 | 9 | Vertical
306 | TC | 208 | MnROAD Thermocouple Tree - Omega | 2011-08-17 |  | 113391 | -11.44 | 12 | Vertical
306 | TC | 209 | MnROAD Thermocouple Tree - Omega | 2011-08-17 |  | 113391 | -11.44 | 15 | Vertical
306 | TC | 210 | MnROAD Thermocouple Tree - Omega | 2011-08-17 |  | 113391 | -11.44 | 18 | Vertical
306 | TC | 211 | MnROAD Thermocouple Tree - Omega | 2011-08-17 |  | 113391 | -11.44 | 21 | Vertical
306 | TC | 212 | MnROAD Thermocouple Tree - Omega | 2011-08-17 |  | 113391 | -11.44 | 24 | Vertical
306 | TC | 213 | MnROAD Thermal Couple Tree - Omega | 2011-08-17 |  | 113400 | -6 | 0.5 | Vertical
306 | TC | 214 | MnROAD Thermal Couple Tree - Omega | 2011-08-17 |  | 113400 | -6 | 1 | Vertical
306 | TC | 215 | MnROAD Thermal Couple Tree - Omega | 2011-08-17 |  | 113400 | -6 | 1.5 | Vertical
306 | TC | 216 | MnROAD Thermal Couple Tree - Omega | 2011-08-17 |  | 113400 | -6 | 2.5 | Vertical
306 | TC | 217 | MnROAD Thermal Couple Tree - Omega | 2011-08-17 |  | 113400 | -6 | 3 | Vertical
306 | TC | 218 | MnROAD Thermal Couple Tree - Omega | 2011-08-17 |  | 113400 | -6 | 6 | Vertical
306 | TC | 219 | MnROAD Thermal Couple Tree - Omega | 2011-08-17 |  | 113400 | -6 | 9 | Vertical
306 | TC | 220 | MnROAD Thermal Couple Tree - Omega | 2011-08-17 |  | 113400 | -6 | 15 | Vertical
306 | TH | 201 | Humidity/Temperature Sensor (SHT75, Sensirion) | 2011-08-17 |  | 113382.9 | -11.73 | 13.5 | Vertical
306 | TH | 202 | Humidity/Temperature Sensor (SHT75, Sensirion) | 2011-08-17 |  | 113382.9 | -11.73 | 16.5 | Vertical
306 | TH | 203 | Humidity/Temperature Sensor (SHT75, Sensirion) | 2011-08-17 |  | 113382.9 | -11.73 | 19.5 | Vertical
306 | TH | 204 | Humidity/Temperature Sensor (SHT75, Sensirion) | 2011-08-17 |  | 113382.9 | -11.73 | 22.5 | Vertical
306 | TH | 205 | Humidity/Temperature Sensor (SHT75, Sensirion) | 2011-08-17 |  | 113405.34 | -11.58 | 13 | Vertical
306 | TH | 206 | Humidity/Temperature Sensor (SHT75, Sensirion) | 2011-08-17 |  | 113405.34 | -11.58 | 16 | Vertical
306 | TH | 207 | Humidity/Temperature Sensor (SHT75, Sensirion) | 2011-08-17 |  | 113405.34 | -11.58 | 19 | Vertical
306 | TH | 208 | Humidity/Temperature Sensor (SHT75, Sensirion) | 2011-08-17 |  | 113405.34 | -11.58 | 22 | Vertical
306 | VW | 201 | Vibrating Wire Strain Gauge | 2011-08-17 |  | 113384.35 | -6.25 | 1 | Transverse
306 | VW | 202 | Vibrating Wire Strain Gauge | 2011-08-17 |  | 113384.2 | -6.2 | 5 | Transverse
306 | VW | 203 | Vibrating Wire Strain Gauge | 2011-08-17 |  | 113385.1 | -6.21 | 1 | Transverse
306 | VW | 204 | Vibrating Wire Strain Gauge | 2011-08-17 |  | 113385.12 | -6.12 | 5 | Transverse
306 | VW | 205 | Vibrating Wire Strain Gauge | 2011-08-17 |  | 113398.65 | -6.15 | 1 | Transverse
306 | VW | 206 | Vibrating Wire Strain Gauge | 2011-08-17 |  | 113398.75 | -6.07 | 5 | Transverse
306 | VW | 207 | Vibrating Wire Strain Gauge | 2011-08-17 |  | 113399.45 | -6.03 | 1 | Transverse
306 | VW | 208 | Vibrating Wire Strain Gauge | 2011-08-17 |  | 113399.45 | -6.02 | 5 | Transverse
306 | WM | 201 | Soil/Water Potential - WaterMark - Irrometer | 2011-08-17 |  | 113382.85 | -27.06 | 7 | Vertical
306 | WM | 202 | Soil/Water Potential - WaterMark - Irrometer | 2011-08-17 |  | 113382.85 | -27.06 | 10 | Vertical
306 | WM | 203 | Soil/Water Potential - WaterMark - Irrometer | 2011-08-17 |  | 113382.85 | -27.06 | 13 | Vertical
306 | WM | 204 | Soil/Water Potential - WaterMark - Irrometer | 2011-08-17 |  | 113382.85 | -27.06 | 16
306 | WM | 205 | Soil/Water Potential - WaterMark - Irrometer | 2011-08-17 |  | 113382.87 | -17.06 | 13.5 | Vertical
306 | WM | 206 | Soil/Water Potential - WaterMark - Irrometer | 2011-08-17 |  | 113382.87 | -17.06 | 16.5 | Vertical
306 | WM | 207 | Soil/Water Potential - WaterMark - Irrometer | 2011-08-17 |  | 113382.87 | -17.06 | 19.5 | Vertical
306 | WM | 208 | Soil/Water Potential - WaterMark - Irrometer | 2011-08-17 |  | 113382.87 | -17.06 | -22.5 | Vertical
306 | WM | 209 | Soil/Water Potential - WaterMark - Irrometer | 2011-08-17 |  | 113382.91 | -6.02 | 12 | Vertical
306 | WM | 210 | Soil/Water Potential - WaterMark - Irrometer | 2011-08-17 |  | 113382.91 | -6.02 | 15 | Vertical
306 | WM | 211 | Soil/Water Potential - WaterMark - Irrometer | 2011-08-17 |  | 113382.91 | -6.02 | 18 | Vertical
306 | WM | 212 | Soil/Water Potential - WaterMark - Irrometer | 2011-08-17 |  | 113382.91 | -6.02 | 21 | Vertical
306 | WM | 213 | Soil/Water Potential - WaterMark - Irrometer | 2011-08-17 |  | 113383.05 | -0.35 | 10 | Vertical
306 | WM | 214 | Soil/Water Potential - WaterMark - Irrometer | 2011-08-17 |  | 113383.05 | -0.35 | 13 | Vertical
306 | WM | 215 | Soil/Water Potential - WaterMark - Irrometer | 2011-08-17 |  | 113383.05 | -0.35 | 16 | Vertical
306 | WM | 216 | Soil/Water Potential - WaterMark - Irrometer | 2011-08-17 |  | 113383.05 | -0.35 | 19 | Vertical
306 | WM | 217 | Soil/Water Potential - WaterMark - Irrometer | 2011-08-17 |  | 113405.4 | -0.25 | 9.5 | Vertical
306 | WM | 218 | Soil/Water Potential - WaterMark - Irrometer | 2011-08-17 |  | 113405.4 | -0.25 | 12.5 | Vertical
306 | WM | 219 | Soil/Water Potential - WaterMark - Irrometer | 2011-08-17 |  | 113405.4 | -0.25 | 15.5 | Vertical
306 | WM | 220 | Soil/Water Potential - WaterMark - Irrometer | 2011-08-17 |  | 113405.4 | -0.25 | 18.5 | Vertical
306 | WM | 221 | Soil/Water Potential - WaterMark - Irrometer | 2011-08-17 |  | 113405.3 | -5.92 | 11.5 | Vertical
306 | WM | 222 | Soil/Water Potential - WaterMark - Irrometer | 2011-08-17 |  | 113405.3 | -5.92 | 14.5 | Vertical
306 | WM | 223 | Soil/Water Potential - WaterMark - Irrometer | 2011-08-17 |  | 113405.4 | -5.92 | 17.5 | Vertical
306 | WM | 224 | Soil/Water Potential - WaterMark - Irrometer | 2011-08-17 |  | 113405.4 | -5.92 | 20.5 | Vertical
306 | WM | 225 | Soil/Water Potential - WaterMark - Irrometer | 2011-08-17 |  | 113405.25 | -16.91 | 13 | Vertical
306 | WM | 226 | Soil/Water Potential - WaterMark - Irrometer | 2011-08-17 |  | 113405.3 | -16.91 | 16 | Vertical
306 | WM | 227 | Soil/Water Potential - WaterMark - Irrometer | 2011-08-17 |  | 113405.3 | -16.91 | 19 | Vertical
306 | WM | 228 | Soil/Water Potential - WaterMark - Irrometer | 2011-08-17 |  | 113405.3 | -16.91 | 22 | Vertical
306 | WM | 229 | Soil/Water Potential - WaterMark - Irrometer | 2011-08-17 |  | 113405.25 | -26.91 | 6.5 | Vertical
306 | WM | 230 | Soil/Water Potential - WaterMark - Irrometer | 2011-08-17 |  | 113405.25 | -26.91 | 9.5 | Vertical
306 | WM | 231 | Soil/Water Potential - WaterMark - Irrometer | 2011-08-17 |  | 113405.25 | -26.91 | 12.5 | Vertical
306 | WM | 232 | Soil/Water Potential - WaterMark - Irrometer | 2011-08-17 |  | 113405.25 | -26.91 | 15.5 | Vertical
306 | XV | 201 | Vibrating Wire Thermistor | 2011-08-17 |  | 113384.35 | -6.25 | 1 | Transverse
306 | XV | 202 | Vibrating Wire Thermistor | 2011-08-17 |  | 113384.2 | -6.2 | 5 | Transverse
306 | XV | 203 | Vibrating Wire Thermistor | 2011-08-17 |  | 113385.1 | -6.21 | 1 | Transverse
306 | XV | 204 | Vibrating Wire Thermistor | 2011-08-17 |  | 113385.12 | -6.12 | 5 | Transverse
306 | XV | 205 | Vibrating Wire Thermistor | 2011-08-17 |  | 113398.65 | -6.15 | 1 | Transverse
306 | XV | 206 | Vibrating Wire Thermistor | 2011-08-17 |  | 113398.75 | -6.07 | 5 | Transverse
306 | XV | 207 | Vibrating Wire Thermistor | 2011-08-17 |  | 113399.45 | -6.03 | 1 | Transverse
306 | XV | 208 | Vibrating Wire Thermistor | 2011-08-17 |  | 113200 | -11 | 1 | Transverse
313 | CE | 137 | Dynamic Strain - Tokyo Sokki (PML-60) | 2008-09-01 | 2013-05-06 | 118702.54 | -11.5 | 5.748 | Longitudinal
313 | CE | 138 | Dynamic Strain - Tokyo Sokki (PML-60) | 2008-10-10 | 2013-05-06 | 118702.54 | -6 | 0.021 | Transverse
313 | CE | 139 | Dynamic Strain - Tokyo Sokki (PML-60) | 2008-10-10 | 2013-05-06 | 118707 | -11.5 | 0.021 | Longitudinal
313 | CE | 140 | Dynamic Strain - Tokyo Sokki (PML-60) | 2008-10-10 | 2013-05-06 | 118707.8 | -10.3 | 0.021 | Angled
313 | CE | 141 | Dynamic Strain - Tokyo Sokki (PML-60) | 2008-10-10 | 2013-05-06 | 118709 | -9 | 0.021 | Transverse
313 | CE | 142 | Dynamic Strain - Tokyo Sokki (PML-60) | 2008-10-10 | 2013-05-06 | 118709 | -6 | 0.021 | Transverse
313 | CE | 143 | Dynamic Strain - Tokyo Sokki (PML-60) | 2008-09-01 | 2013-05-06 | 118717.56 | -11.5 | 0.252 | Longitudinal
313 | CE | 144 | Dynamic Strain - Tokyo Sokki (PML-60) | 2008-09-01 | 2013-05-06 | 118717.56 | -11.5 | 5.748 | Longitudinal
313 | CE | 145 | Dynamic Strain - Tokyo Sokki (PML-60) | 2008-09-01 | 2013-05-06 | 118717.54 | -9.1 | 0.252 | Transverse
313 | CE | 146 | Dynamic Strain - Tokyo Sokki (PML-60) | 2008-09-01 | 2013-05-06 | 118717.54 | -9.1 | 5.748 | Transverse
313 | CE | 147 | Dynamic Strain - Tokyo Sokki (PML-60) | 2008-10-10 | 2013-05-06 | 118717.9 | -9.1 | 0.252 | Longitudinal
313 | CE | 148 | Dynamic Strain - Tokyo Sokki (PML-60) | 2008-09-01 | 2013-05-06 | 118717.9 | -9.1 | 5.748 | Longitudinal
313 | CE | 149 | Dynamic Strain - Tokyo Sokki (PML-60) | 2008-09-01 | 2013-05-06 | 118717.52 | -6.1 | 0.252 | Transverse
313 | CE | 150 | Dynamic Strain - Tokyo Sokki (PML-60) | 2008-09-01 | 2013-05-06 | 118717.52 | -6.1 | 5.748 | Transverse
313 | CE | 151 | Dynamic Strain - Tokyo Sokki (PML-60) | 2008-09-01 | 2013-05-06 | 118717.89 | -6.1 | 0.252 | Longitudinal
313 | CE | 152 | Dynamic Strain - Tokyo Sokki (PML-60) | 2008-09-01 | 2013-05-06 | 118717.89 | -6.1 | 5.748 | Longitudinal
313 | CE | 153 | Dynamic Strain - Tokyo Sokki (PML-60) | 2008-09-01 | 2013-05-06 | 118722.07 | -11.6 | 0.252 | Longitudinal
313 | CE | 154 | Dynamic Strain - Tokyo Sokki (PML-60) | 2008-09-01 | 2013-05-06 | 118722.07 | -11.6 | 5.748 | Longitudinal
313 | CE | 155 | Dynamic Strain - Tokyo Sokki (PML-60) | 2008-09-01 | 2013-05-06 | 118722.67 | -10.3 | 0.252 | Angled
313 | CE | 156 | Dynamic Strain - Tokyo Sokki (PML-60) | 2008-09-01 | 2013-05-06 | 118722.67 | -10.3 | 5.748 | Angled
313 | CE | 157 | Dynamic Strain - Tokyo Sokki (PML-60) | 2008-09-01 | 2013-05-06 | 118724.09 | -9.1 | 0.252 | Transverse
313 | CE | 158 | Dynamic Strain - Tokyo Sokki (PML-60) | 2008-09-01 | 2013-05-06 | 118724.09 | -9.1 | 5.748 | Transverse
313 | CE | 159 | Dynamic Strain - Tokyo Sokki (PML-60) | 2008-09-01 | 2013-05-06 | 118724.21 | -6 | 0.252 | Transverse
313 | CE | 160 | Dynamic Strain - Tokyo Sokki (PML-60) | 2008-09-01 | 2013-05-06 | 118724.21 | -6 | 5.748 | Transverse
313 | DT | 108 | Linear Variable Differential Transducer | 2008-09-01 | 2013-05-06 | 118710 | -12.2 | 0.756
313 | DT | 109 | Linear Variable Differential Transducer | 2008-09-01 | 2013-05-06 | 118717.5 | -12.2 | 0.756
313 | DT | 110 | Linear Variable Differential Transducer | 2008-09-01 | 2013-05-06 | 118717.5 | -12.2 | 0.756
313 | DT | 111 | Linear Variable Differential Transducer | 2008-09-01 | 2013-05-06 | 118725 | -12.2 | 0.756
313 | HC | 105 | Horizonal Clip Gauge - Tokyo Sokki (PI-5S-50/150) | 2008-10-10 | 2013-05-06 | 118710 | -11 | 0.083 | Longitudinal
313 | HC | 106 | Horizonal Clip Gauge - Tokyo Sokki (PI-5S-50/150) | 2008-10-10 | 2013-05-06 | 118710 | -10.5 | 0.417 | Longitudinal
313 | HC | 107 | Horizonal Clip Gauge - Tokyo Sokki (PI-5S-50/150) | 2008-09-01 | 2013-05-06 | 118710 | -11 | 0.996 | Longitudinal
313 | HC | 108 | Horizonal Clip Gauge - Tokyo Sokki (PI-5S-50/150) | 2008-09-01 | 2013-05-06 | 118710 | -11 | 5.004 | Longitudinal
313 | HV | 105 | Horizonal Clip Gauge - Tokyo Sokki (PI-5S-50/150) (voltage) | 2008-10-10 | 2013-05-06 | 118710 | -11 | 0.083 | Longitudinal
313 | HV | 106 | Horizonal Clip Gauge - Tokyo Sokki (PI-5S-50/150) (voltage) | 2008-10-10 | 2013-05-06 | 118710 | -10.5 | 0.417 | Longitudinal
313 | HV | 107 | Horizonal Clip Gauge - Tokyo Sokki (PI-5S-50/150) (voltage) | 2008-09-01 | 2013-05-06 | 118710 | -11 | 0.996 | Longitudinal
313 | HV | 108 | Horizonal Clip Gauge - Tokyo Sokki (PI-5S-50/150) (voltage) | 2008-09-01 | 2013-05-06 | 118710 | -11 | 5.004 | Longitudinal
313 | IK | 108 | Maturity Sensor - Engius IntelliROCK II | 2008-09-01 | 2013-05-06 | 118716.59 | -11.5 | 0.996
313 | IK | 109 | Maturity Sensor - Engius IntelliROCK II | 2008-09-01 | 2013-05-06 | 118715.89 | -11.5 | 3
313 | IK | 110 | Maturity Sensor - Engius IntelliROCK II | 2008-09-01 | 2013-05-06 | 118716.42 | -11.6 | 5.004
313 | IK | 111 | Maturity Sensor - Engius IntelliROCK II | 2008-09-01 | 2013-05-06 | 118716.32 | -10 | 0.996
313 | IK | 112 | Maturity Sensor - Engius IntelliROCK II | 2008-09-01 | 2013-05-06 | 118716.01 | -10.2 | 3
313 | IK | 113 | Maturity Sensor - Engius IntelliROCK II | 2008-09-01 | 2013-05-06 | 118716.72 | -10 | 5.004
313 | IV | 106 | Invar Rod | 2008-09-01 | 2013-05-06 | 118710 | -12.2 | 5.004
313 | IV | 107 | Invar Rod | 2008-09-01 | 2013-05-06 | 118717.5 | -12.2 | 5.004
313 | IV | 108 | Invar Rod | 2008-09-01 | 2013-05-06 | 118725 | -12.2 | 5.004
313 | TC | 125 | MnROAD Thermal Couple Tree - Omega | 2008-09-01 | 2013-05-06 | 118710.98 | -11.5 | 0.504
313 | TC | 126 | MnROAD Thermal Couple Tree - Omega | 2008-09-01 | 2013-05-06 | 118710.98 | -11.5 | 0.996
313 | TC | 127 | MnROAD Thermal Couple Tree - Omega | 2008-09-01 | 2013-05-06 | 118710.98 | -11.5 | 2.004
313 | TC | 128 | MnROAD Thermal Couple Tree - Omega | 2008-09-01 | 2013-05-06 | 118710.98 | -11.5 | 3
313 | TC | 129 | MnROAD Thermal Couple Tree - Omega | 2008-09-01 | 2013-05-06 | 118710.98 | -11.5 | 3.96
313 | TC | 130 | MnROAD Thermal Couple Tree - Omega | 2008-09-01 | 2013-05-06 | 118710.98 | -11.5 | 5.004
313 | TC | 131 | MnROAD Thermal Couple Tree - Omega | 2008-09-01 | 2013-05-06 | 118710.98 | -11.5 | 8.496
313 | TC | 132 | MnROAD Thermal Couple Tree - Omega | 2008-09-01 | 2013-05-06 | 118710.98 | -11.5 | 12.96
405 | CE | 147 | Dynamic Strain - Tokyo Sokki (PML-60) | 2008-09-01 |  | 113085.12 | -13.6 | 0.252 | Longitudinal
405 | CE | 148 | Dynamic Strain - Tokyo Sokki (PML-60) | 2008-09-01 |  | 113085.12 | -13.6 | 4.752 | Longitudinal
405 | CE | 149 | Dynamic Strain - Tokyo Sokki (PML-60) | 2008-09-01 |  | 113085.95 | -12 | 0.252 | Angled
405 | CE | 150 | Dynamic Strain - Tokyo Sokki (PML-60) | 2008-09-01 |  | 113085.95 | -12 | 4.752 | Angled
405 | CE | 151 | Dynamic Strain - Tokyo Sokki (PML-60) | 2008-09-01 |  | 113086.08 | -11.1 | 0.252 | Transverse
405 | CE | 152 | Dynamic Strain - Tokyo Sokki (PML-60) | 2008-09-01 |  | 113086.08 | -11.1 | 4.752 | Transverse
405 | CE | 155 | Dynamic Strain - Tokyo Sokki (PML-60) | 2008-09-01 |  | 113091.1 | -13.6 | 0.252 | Longitudinal
405 | CE | 156 | Dynamic Strain - Tokyo Sokki (PML-60) | 2008-09-01 |  | 113091.1 | -13.6 | 4.752 | Longitudinal
405 | CE | 157 | Dynamic Strain - Tokyo Sokki (PML-60) | 2008-09-01 |  | 113090.18 | -12.1 | 0.252 | Angled
405 | CE | 158 | Dynamic Strain - Tokyo Sokki (PML-60) | 2008-09-01 |  | 113090.18 | -12.1 | 4.752 | Angled
405 | CE | 159 | Dynamic Strain - Tokyo Sokki (PML-60) | 2008-09-01 |  | 113090.07 | -11.2 | 0.252 | Transverse
405 | CE | 160 | Dynamic Strain - Tokyo Sokki (PML-60) | 2008-09-01 |  | 113090.07 | -11.2 | 4.752 | Transverse
405 | DT | 111 | Linear Variable Differential Transducer | 2008-09-01 |  | 113105 | -14.2 | 0.756 | Vertical
405 | DT | 112 | Linear Variable Differential Transducer | 2008-09-01 |  | 113105 | -14.2 | 0.756 | Vertical
405 | IV | 108 | Invar Rod | 2008-09-01 |  | 113088.17 | -14.4 | 8.004
605 | CE | 201 | Concrete Embedded Strain Gauge - Tokyo Sokki | 2011-09-01 |  | 112866.67 | -10.5 | 0.5 | Longitudinal
605 | CE | 202 | Concrete Embedded Strain Gauge - Tokyo Sokki | 2011-09-01 |  | 112866.67 | -10.5 | 4.5 | Longitudinal
605 | CE | 203 | Concrete Embedded Strain Gauge - Tokyo Sokki | 2011-09-01 |  | 112866.67 | -10.5 | 5.5 | Longitudinal
605 | CE | 204 | Concrete Embedded Strain Gauge - Tokyo Sokki | 2011-09-01 |  | 112867 | -9.5 | 0.5 | Longitudinal
605 | CE | 205 | Concrete Embedded Strain Gauge - Tokyo Sokki | 2011-09-01 |  | 112867 | -9.5 | 4.5 | Longitudinal
605 | CE | 206 | Concrete Embedded Strain Gauge - Tokyo Sokki | 2011-09-01 |  | 112867 | -9.5 | 5.5 | Longitudinal
605 | CE | 207 | Concrete Embedded Strain Gauge - Tokyo Sokki | 2011-09-01 |  | 112868.67 | 9.5 | 0.5 | Longitudinal
605 | CE | 208 | Concrete Embedded Strain Gauge - Tokyo Sokki | 2011-09-01 |  | 112868.67 | -9.5 | 4.5 | Longitudinal
605 | CE | 209 | Concrete Embedded Strain Gauge - Tokyo Sokki | 2011-09-01 |  | 112868.67 | -9.5 | 5.5 | Longitudinal
605 | CE | 210 | Concrete Embedded Strain Gauge - Tokyo Sokki | 2011-09-01 |  | 112868.5 | -10.5 | 0.5 | Longitudinal
605 | CE | 211 | Concrete Embedded Strain Gauge - Tokyo Sokki | 2011-09-01 |  | 112868.5 | -10.5 | 4.5 | Longitudinal
605 | CE | 212 | Concrete Embedded Strain Gauge - Tokyo Sokki | 2011-09-01 |  | 112868.5 | -10.5 | 5.5 | Longitudinal
605 | CE | 213 | Concrete Embedded Strain Gauge - Tokyo Sokki | 2011-12-28 |  | 112879.83 | -10.5 | 0.5 | Longitudinal
605 | CE | 214 | Concrete Embedded Strain Gauge - Tokyo Sokki | 2011-09-01 |  | 112879.83 | -10.5 | 4.5 | Longitudinal
605 | CE | 215 | Concrete Embedded Strain Gauge - Tokyo Sokki | 2011-09-01 |  | 112879.83 | -10.5 | 5.5 | Longitudinal
605 | CE | 216 | Concrete Embedded Strain Gauge - Tokyo Sokki | 2011-09-01 |  | 112880 | -9.5 | 0.5 | Longitudinal
605 | CE | 217 | Concrete Embedded Strain Gauge - Tokyo Sokki | 2011-09-01 |  | 112880 | -9.5 | 4.5 | Longitudinal
605 | CE | 218 | Concrete Embedded Strain Gauge - Tokyo Sokki | 2011-12-28 |  | 112880 | -9.5 | 5.5 | Longitudinal
605 | CE | 219 | Concrete Embedded Strain Gauge - Tokyo Sokki | 2011-09-01 |  | 112880.83 | -9.5 | 0.5 | Longitudinal
605 | CE | 220 | Concrete Embedded Strain Gauge - Tokyo Sokki | 2011-09-01 |  | 112880.83 | -9.5 | 4.5 | Longitudinal
605 | CE | 221 | Concrete Embedded Strain Gauge - Tokyo Sokki | 2011-09-01 |  | 112880.83 | -9.5 | 5.5 | Longitudinal
605 | CE | 222 | Concrete Embedded Strain Gauge - Tokyo Sokki | 2011-09-01 |  | 112880.58 | -10.5 | 0.5 | Longitudinal
605 | CE | 223 | Concrete Embedded Strain Gauge - Tokyo Sokki | 2011-09-01 |  | 112880.58 | -10.5 | 4.5 | Longitudinal
605 | CE | 224 | Concrete Embedded Strain Gauge - Tokyo Sokki | 2011-09-01 |  | 112880.58 | -10.5 | 5.5 | Longitudinal
605 | FW | 201 | Vibrating Wire Strain Gauge - Frequency | 2011-09-01 |  | 112862.33 | -10.5 | 0.75 | Transverse
605 | FW | 202 | Vibrating Wire Strain Gauge - Frequency | 2011-09-01 |  | 112862.33 | -10.5 | 4.25 | Transverse
605 | FW | 203 | Vibrating Wire Strain Gauge - Frequency | 2011-09-01 |  | 112862.33 | -10.5 | 5.635 | Transverse
605 | FW | 204 | Vibrating Wire Strain Gauge - Frequency | 2011-09-01 |  | 112863 | -10.5 | 0.75 | Longitudinal
605 | FW | 205 | Vibrating Wire Strain Gauge - Frequency | 2011-09-01 |  | 112863 | -10.5 | 4.25 | Longitudinal
605 | FW | 206 | Vibrating Wire Strain Gauge - Frequency | 2011-09-01 |  | 112863 | -10.5 | 5.635 | Longitudinal
605 | FW | 207 | Vibrating Wire Strain Gauge - Frequency | 2011-09-01 |  | 112867 | -3.5 | 0.75 | Transverse
605 | FW | 208 | Vibrating Wire Strain Gauge - Frequency | 2011-09-01 |  | 112867 | -3.5 | 4.25 | Transverse
605 | FW | 209 | Vibrating Wire Strain Gauge - Frequency | 2011-09-01 |  | 112867 | -3.5 | 5.635 | Transverse
605 | FW | 210 | Vibrating Wire Strain Gauge - Frequency | 2011-09-01 |  | 112868 | -3.5 | 0.75 | Longitudinal
605 | FW | 211 | Vibrating Wire Strain Gauge - Frequency | 2011-09-01 |  | 112868 | -3.5 | 4.25 | Longitudinal
605 | FW | 212 | Vibrating Wire Strain Gauge - Frequency | 2011-09-01 |  | 112868 | -3.5 | 5.635 | Longitudinal
605 | RW | 201 | VW - Thermistor - Resistance | 2011-09-01 |  | 112862.33 | -10.5 | 0.75 | Transverse
605 | RW | 202 | VW - Thermistor - Resistance | 2011-09-01 |  | 112862.33 | -10.5 | 4.25 | Transverse
605 | RW | 203 | VW - Thermistor - Resistance | 2011-09-01 |  | 112862.33 | -10.5 | 5.635 | Transverse
605 | RW | 204 | VW - Thermistor - Resistance | 2011-09-01 |  | 112863 | -10.5 | 0.75 | Longitudinal
605 | RW | 205 | VW - Thermistor - Resistance | 2011-12-28 |  | 112863 | -10.5 | 4.25 | Longitudinal
605 | RW | 206 | VW - Thermistor - Resistance | 2011-09-01 |  | 112863 | -10.5 | 5.635 | Longitudinal
605 | RW | 207 | VW - Thermistor - Resistance | 2011-09-01 |  | 112867 | -3.5 | 0.75 | Transverse
605 | RW | 208 | VW - Thermistor - Resistance | 2011-09-01 |  | 112867 | -3.5 | 4.25 | Transverse
605 | RW | 209 | VW - Thermistor - Resistance | 2011-09-01 |  | 112867 | -3.5 | 5.635 | Transverse
605 | RW | 210 | VW - Thermistor - Resistance | 2011-09-01 |  | 112868 | -3.5 | 0.75 | Longitudinal
605 | RW | 211 | VW - Thermistor - Resistance | 2011-09-01 |  | 112868 | -3.5 | 4.25 | Longitudinal
605 | RW | 212 | VW - Thermistor - Resistance | 2011-09-01 |  | 112868 | -3.5 | 5.635 | Longitudinal
605 | TC | 201 | Thermocouple - Omega Thermocouple Extension Cable - Type 20ppTX | 2011-09-01 |  | 112864.67 | -13.67 | 0.5 | Vertical
605 | TC | 202 | Thermocouple - Omega Thermocouple Extension Cable - Type 20ppTX | 2011-09-01 |  | 112864.67 | -13.67 | 1 | Vertical
605 | TC | 203 | Thermocouple - Omega Thermocouple Extension Cable - Type 20ppTX | 2011-09-01 |  | 112864.67 | -13.67 | 1.5 | Vertical
605 | TC | 204 | Thermocouple - Omega Thermocouple Extension Cable - Type 20ppTX | 2011-09-01 |  | 112864.67 | -13.67 | 2 | Vertical
605 | TC | 205 | Thermocouple - Omega Thermocouple Extension Cable - Type 20ppTX | 2011-09-01 |  | 112864.67 | -13.67 | 2.5 | Vertical
605 | TC | 206 | Thermocouple - Omega Thermocouple Extension Cable - Type 20ppTX | 2011-09-01 |  | 112864.67 | -13.67 | 5 | Vertical
605 | TC | 207 | Thermocouple - Omega Thermocouple Extension Cable - Type 20ppTX | 2011-09-01 |  | 112864.67 | -13.67 | 6 | Vertical
605 | TC | 208 | Thermocouple - Omega Thermocouple Extension Cable - Type 20ppTX | 2011-09-01 |  | 112864.67 | -13.67 | 9 | Vertical
605 | TC | 209 | Thermocouple - Omega Thermocouple Extension Cable - Type 20ppTX | 2011-09-01 |  | 112864.67 | -13.67 | 12 | Vertical
605 | TC | 210 | Thermocouple - Omega Thermocouple Extension Cable - Type 20ppTX | 2011-09-01 |  | 1128.67 | -13.67 | 18 | Vertical
605 | TC | 211 | Thermocouple - Omega Thermocouple Extension Cable - Type 20ppTX | 2011-09-01 |  | 112864.67 | -13.67 | 24 | Vertical
605 | TC | 212 | Thermocouple - Omega Thermocouple Extension Cable - Type 20ppTX | 2011-09-01 |  | 112864.67 | -13.67 | 36 | Vertical
605 | TC | 213 | Thermocouple - Omega Thermocouple Extension Cable - Type 20ppTX | 2011-09-01 |  | 112862.5 | -3.5 | 0.5 | Vertical
605 | TC | 214 | Thermocouple - Omega Thermocouple Extension Cable - Type 20ppTX | 2011-09-01 |  | 112862.5 | -3.5 | 1 | Vertical
605 | TC | 215 | Thermocouple - Omega Thermocouple Extension Cable - Type 20ppTX | 2011-09-01 |  | 112862.5 | -3.5 | 1.5 | Vertical
605 | TC | 216 | Thermocouple - Omega Thermocouple Extension Cable - Type 20ppTX | 2011-09-01 |  | 112862.5 | -3.5 | 2 | Vertical
605 | TC | 217 | Thermocouple - Omega Thermocouple Extension Cable - Type 20ppTX | 2011-09-01 |  | 112862.5 | -3.5 | 2.5 | Vertical
605 | TC | 218 | Thermocouple - Omega Thermocouple Extension Cable - Type 20ppTX | 2011-09-01 |  | 112862.5 | -3.5 | 5 | Vertical
605 | TC | 219 | Thermocouple - Omega Thermocouple Extension Cable - Type 20ppTX | 2011-09-01 |  | 112862.5 | -3.5 | 6 | Vertical
605 | TC | 220 | Thermocouple - Omega Thermocouple Extension Cable - Type 20ppTX | 2011-09-01 |  | 112862.5 | 3.5 | 9 | Vertical
605 | VW | 201 | Vibrating Wire Strain Gauge - Geokon | 2011-09-01 |  | 112862.33 | -10.5 | 0.75 | Transverse
605 | VW | 202 | Vibrating Wire Strain Gauge - Geokon | 2011-09-01 |  | 112862.33 | -10.5 | 4.25 | Transverse
605 | VW | 203 | Vibrating Wire Strain Gauge - Geokon | 2011-09-01 |  | 112862.33 | -10.5 | 5.635 | Transverse
605 | VW | 204 | Vibrating Wire Strain Gauge - Geokon | 2011-09-01 |  | 112863 | -10.5 | 0.75 | Longitudinal
605 | VW | 205 | Vibrating Wire Strain Gauge - Geokon | 2011-09-01 |  | 112863 | -10.5 | 4.25 | Longitudinal
605 | VW | 206 | Vibrating Wire Strain Gauge - Geokon | 2011-09-01 |  | 112863 | -10.5 | 5.635 | Longitudinal
605 | VW | 207 | Vibrating Wire Strain Gauge - Geokon | 2011-09-01 |  | 112867 | -3.5 | 0.75 | Transverse
605 | VW | 208 | Vibrating Wire Strain Gauge - Geokon | 2011-09-01 |  | 112867 | -3.5 | 4.25 | Transverse
605 | VW | 209 | Vibrating Wire Strain Gauge - Geokon | 2011-09-01 |  | 112867 | -3.5 | 5.635 | Transverse
605 | VW | 210 | Vibrating Wire Strain Gauge - Geokon | 2011-09-01 |  | 112868 | -3.5 | 0.75 | Longitudinal
605 | VW | 211 | Vibrating Wire Strain Gauge - Geokon | 2011-09-01 |  | 112868 | -3.5 | 4.25 | Longitudinal
605 | VW | 212 | Vibrating Wire Strain Gauge - Geokon | 2011-09-01 |  | 112868 | -3.5 | 5.635 | Longitudinal
605 | XV | 201 | VW Thermistor - Voltage | 2011-09-01 |  | 112862.33 | -10.5 | 0.75 | Transverse
605 | XV | 202 | VW Thermistor - Voltage | 2011-09-01 |  | 112862.33 | -10.5 | 4.25 | Transverse
605 | XV | 203 | VW Thermistor - Voltage | 2011-09-01 |  | 112862.33 | -10.5 | 5.635 | Transverse
605 | XV | 204 | VW Thermistor - Voltage | 2011-09-01 |  | 112863 | -10.5 | 0.75 | Longitudinal
605 | XV | 205 | VW Thermistor - Voltage | 2011-09-01 |  | 112863 | -10.5 | 4.25 | Longitudinal
605 | XV | 206 | VW Thermistor - Voltage | 2011-09-01 |  | 112863 | -10.5 | 5.635 | Longitudinal
605 | XV | 207 | VW Thermistor - Voltage | 2011-09-01 |  | 112867 | -3.5 | 0.75 | Transverse
605 | XV | 208 | VW Thermistor - Voltage | 2011-09-01 |  | 112867 | -3.5 | 4.25 | Transverse
605 | XV | 209 | VW Thermistor - Voltage | 2011-09-01 |  | 112867 | -3.5 | 5.635 | Transverse
605 | XV | 210 | VW Thermistor - Voltage | 2011-09-01 |  | 112868 | -3.5 | 0.75 | Longitudinal
605 | XV | 211 | VW Thermistor - Voltage | 2011-09-01 |  | 112868 | -3.5 | 4.25 | Longitudinal
605 | XV | 212 | VW Thermistor - Voltage | 2011-09-01 |  | 112868 | -3.5 | 5.635 | Longitudinal
613 | CE | 1 | Concrete Embedded Strain Gauge | 2013-05-30 |  | 118562.5 | -11.7 | 0.5 | Longitudinal
613 | CE | 2 | Concrete Embedded Strain Gauge | 2013-05-30 |  | 118562.5 | -11.7 | 7 | Longitudinal
613 | CE | 3 | Concrete Embedded Strain Gauge | 2013-05-30 |  | 118568 | -11.7 | 0.5 | Longitudinal
613 | CE | 4 | Concrete Embedded Strain Gauge | 2013-05-30 |  | 118568 | -11.7 | 7 | Longitudinal
613 | CE | 5 | Concrete Embedded Strain Gauge | 2013-05-30 |  | 118568 | -10 | 0.5 | Angled
613 | CE | 6 | Concrete Embedded Strain Gauge | 2013-05-30 |  | 118568 | -10 | 7 | Angled
613 | CE | 7 | Concrete Embedded Strain Gauge | 2013-05-30 |  | 118569.7 | -10 | 0.5 | Transverse
613 | CE | 8 | Concrete Embedded Strain Gauge | 2013-05-30 |  | 118570 | -10 | 7 | Transverse
613 | EC | 1 | ECH2O-5TE Volumetric Water Content | 2013-05-30 |  | 118540 | -23 | 14 | Vertical
613 | EC | 2 | ECH2O-5TE Volumetric Water Content | 2013-05-30 |  | 118540 | -12 | 8 | Vertical
613 | EC | 3 | ECH2O-5TE Volumetric Water Content | 2013-05-30 |  | 118540 | -10 | 8 | Vertical
613 | EC | 4 | ECH2O-5TE Volumetric Water Content | 2013-05-30 |  | 118547.5 | -10 | 8 | Vertical
613 | EC | 5 | ECH2O-5TE Volumetric Water Content | 2013-05-30 |  | 118555 | -12 | 8 | Vertical
613 | EC | 6 | ECH2O-5TE Volumetric Water Content | 2013-05-30 |  | 118555 | -10 | 8 | Vertical
613 | EC | 7 | ECH2O-5TE Volumetric Water Content | 2013-05-30 |  | 118562.5 | -10 | 8 | Vertical
613 | EC | 8 | ECH2O-5TE Volumetric Water Content | 2013-05-30 |  | 118570 | -23 | 14 | Vertical
613 | EC | 9 | ECH2O-5TE Volumetric Water Content | 2013-05-30 |  | 118570 | -12 | 8 | Vertical
613 | EC | 10 | ECH2O-5TE Volumetric Water Content | 2013-05-30 |  | 118570 | -10 | 8 | Vertical
613 | EC | 11 | ECH2O-5TE Volumetric Water Content | 2013-05-30 |  | 118765 | -23 | 14 | Vertical
613 | EC | 12 | ECH2O-5TE Volumetric Water Content | 2013-05-30 |  | 118765 | -12 | 8 | Vertical
613 | EC | 13 | ECH2O-5TE Volumetric Water Content | 2013-05-30 |  | 118765 | -10 | 8 | Vertical
613 | EC | 14 | ECH2O-5TE Volumetric Water Content | 2013-05-30 |  | 118772.5 | -10 | 8 | Vertical
613 | EC | 15 | ECH2O-5TE Volumetric Water Content | 2013-05-30 |  | 118780 | -12 | 8 | Vertical
613 | EC | 16 | ECH2O-5TE Volumetric Water Content | 2013-05-30 |  | 118780 | -10 | 8 | Vertical
613 | EC | 17 | ECH2O-5TE Volumetric Water Content | 2013-05-30 |  | 118788 | -10 | 8 | Vertical
613 | EC | 18 | ECH2O-5TE Volumetric Water Content | 2013-05-30 |  | 118795 | -23 | 14 | Vertical
613 | EC | 19 | ECH2O-5TE Volumetric Water Content | 2013-05-30 |  | 118795 | -12 | 8 | Vertical
613 | EC | 20 | ECH2O-5TE Volumetric Water Content | 2013-05-30 |  | 118795 | -10 | 8 | Vertical
613 | HC | 1 | Horizontal Clip Gauge | 2013-05-30 |  | 118540 | -10 | 1 | Longitudinal
613 | HC | 2 | Horizontal Clip Gauge | 2013-05-30 |  | 118540 | -10 | 6.5 | Longitudinal
613 | HC | 3 | Horizontal Clip Gauge | 2013-05-30 |  | 118540 | -2 | 1 | Longitudinal
613 | HC | 4 | Horizontal Clip Gauge | 2013-05-30 |  | 118540 | -2 | 6.5 | Longitudinal
613 | TC | 1 | Thermocouple | 2013-05-30 |  | 118548 | -6 | 0.5 | Vertical
613 | TC | 2 | Thermocouple | 2013-05-30 |  | 118548 | -6 | 1 | Vertical
613 | TC | 3 | Thermocouple | 2013-05-30 |  | 118548 | -6 | 1.5 | Vertical
613 | TC | 4 | Thermocouple | 2013-05-30 |  | 118548 | -6 | 2 | Vertical
613 | TC | 5 | Thermocouple | 2013-05-30 |  | 118548 | -6 | 7 | Vertical
613 | TC | 6 | Thermocouple | 2013-05-30 |  | 118548 | -6 | 9 | Vertical
613 | TC | 7 | Thermocouple | 2013-05-30 |  | 118548 | -6 | 12 | Vertical
613 | TC | 8 | Thermocouple | 2013-05-30 |  | 118548 | -6 | 18 | Vertical
613 | TC | 9 | Thermocouple | 2013-05-30 |  | 118548 | -6 | 24 | Vertical
613 | TC | 10 | Thermocouple | 2013-05-30 |  | 118548 | -6 | 36 | Vertical
613 | TC | 11 | Thermocouple | 2013-05-30 |  | 118548 | -6 | 48 | Vertical
613 | TC | 12 | Thermocouple | 2013-05-30 |  | 118548 | -6 | 60 | Vertical
613 | TC | 13 | Thermocouple | 2013-05-30 |  | 118765.5 | -11.7 | 0.5 | Vertical
613 | TC | 14 | Thermocouple | 2013-05-30 |  | 118765.5 | -11.7 | 1 | Vertical
613 | TC | 15 | Thermocouple | 2013-05-30 |  | 118765.5 | -11.7 | 1.5 | Vertical
613 | TC | 16 | Thermocouple | 2013-05-30 |  | 118765.5 | -11.7 | 2 | Vertical
613 | TC | 17 | Thermocouple | 2013-05-30 |  | 118765.5 | -11.7 | 7 | Vertical
613 | TC | 18 | Thermocouple | 2013-05-30 |  | 118765.5 | -11.7 | 9.5 | Vertical
613 | TC | 19 | Thermocouple | 2013-05-30 |  | 118765.5 | -11.7 | 13.25 | Vertical
613 | TC | 20 | Thermocouple | 2013-05-30 |  | 118765.5 | -11.7 | 18 | Vertical
613 | VW | 1 | Vibrating Wire Strain Gauge | 2013-05-30 |  | 118547.5 | -7.5 | 0.75 | Longitudinal
613 | VW | 2 | Vibrating Wire Strain Gauge | 2013-05-30 |  | 118547.5 | -7.5 | 6.25 | Longitudinal
613 | VW | 3 | Vibrating Wire Strain Gauge | 2013-05-30 |  | 118553 | -11.7 | 0.75 | Longitudinal
613 | VW | 4 | Vibrating Wire Strain Gauge | 2013-05-30 |  | 118553 | -11.7 | 6.25 | Longitudinal
613 | VW | 5 | Vibrating Wire Strain Gauge | 2013-05-30 |  | 118554 | -7.5 | 0.75 | Longitudinal
613 | VW | 6 | Vibrating Wire Strain Gauge | 2013-05-30 |  | 118554 | -7.5 | 6.25 | Longitudinal
613 | VW | 7 | Vibrating Wire Strain Gauge | 2013-05-30 |  | 118554.7 | -10 | 0.75 | Transverse
613 | VW | 8 | Vibrating Wire Strain Gauge | 2013-05-30 |  | 118554.7 | -10 | 6.25 | Transverse
613 | WM | 1 | WaterMark Matric Potential Sensor | 2013-05-30 |  | 118555.5 | -26 | 9 | Vertical
613 | WM | 2 | WaterMark Matric Potential Sensor | 2013-05-30 |  | 118555.5 | -26 | 12 | Vertical
613 | WM | 3 | WaterMark Matric Potential Sensor | 2013-05-30 |  | 118555.5 | -26 | 15 | Vertical
613 | WM | 4 | WaterMark Matric Potential Sensor | 2013-05-30 |  | 118555.5 | -26 | 18 | Vertical
613 | WM | 5 | WaterMark Matric Potential Sensor | 2013-05-30 |  | 118555.5 | -17 | 9 | Vertical
613 | WM | 6 | WaterMark Matric Potential Sensor | 2013-05-30 |  | 118555.5 | -17 | 12 | Vertical
613 | WM | 7 | WaterMark Matric Potential Sensor | 2013-05-30 |  | 118555.5 | -17 | 15 | Vertical
613 | WM | 8 | WaterMark Matric Potential Sensor | 2013-05-30 |  | 118555.5 | -17 | 18 | Vertical
613 | WM | 9 | WaterMark Matric Potential Sensor | 2013-05-30 |  | 118555.5 | -12 | 9 | Vertical
613 | WM | 10 | WaterMark Matric Potential Sensor | 2013-05-30 |  | 118555.5 | -12 | 12 | Vertical
613 | WM | 11 | WaterMark Matric Potential Sensor | 2013-05-30 |  | 118555.5 | -12 | 15 | Vertical
613 | WM | 12 | WaterMark Matric Potential Sensor | 2013-05-30 |  | 118555.5 | -12 | 18 | Vertical
613 | WM | 13 | WaterMark Matric Potential Sensor | 2013-05-30 |  | 118555.5 | -6 | 9 | Vertical
613 | WM | 14 | WaterMark Matric Potential Sensor | 2013-05-30 |  | 118555.5 | -6 | 12 | Vertical
613 | WM | 15 | WaterMark Matric Potential Sensor | 2013-05-30 |  | 118555.5 | -6 | 15 | Vertical
613 | WM | 16 | WaterMark Matric Potential Sensor | 2013-05-30 |  | 118555.5 | -6 | 18 | Vertical
613 | WM | 17 | WaterMark Matric Potential Sensor | 2013-05-30 |  | 118555.5 | 0 | 9 | Vertical
613 | WM | 18 | WaterMark Matric Potential Sensor | 2013-05-30 |  | 118555.5 | 0 | 12 | Vertical
613 | WM | 19 | WaterMark Matric Potential Sensor | 2013-05-30 |  | 118555.5 | 0 | 15 | Vertical
613 | WM | 20 | WaterMark Matric Potential Sensor | 2013-05-30 |  | 118555.5 | 0 | 18 | Vertical
613 | WM | 221 | WaterMark Matric Potential Sensor | 2013-05-30 |  | 118780.5 | -26 | 9.5 | Vertical
613 | WM | 222 | WaterMark Matric Potential Sensor | 2013-05-30 |  | 118780.5 | -26 | 13.25 | Vertical
613 | WM | 223 | WaterMark Matric Potential Sensor | 2013-05-30 |  | 118780.5 | -26 | 15.5 | Vertical
613 | WM | 224 | WaterMark Matric Potential Sensor | 2013-05-30 |  | 118780.5 | -26 | 18 | Vertical
613 | WM | 225 | WaterMark Matric Potential Sensor | 2013-05-30 |  | 118780.5 | -17 | 9.5 | Vertical
613 | WM | 226 | WaterMark Matric Potential Sensor | 2013-05-30 |  | 118780.5 | -17 | 13.25 | Vertical
613 | WM | 227 | WaterMark Matric Potential Sensor | 2013-05-30 |  | 118780.5 | -17 | 15.5 | Vertical
613 | WM | 228 | WaterMark Matric Potential Sensor | 2013-05-30 |  | 118780.5 | -17 | 18 | Vertical
613 | WM | 229 | WaterMark Matric Potential Sensor | 2013-05-30 |  | 118780.5 | -12 | 9.5 | Vertical
613 | WM | 230 | WaterMark Matric Potential Sensor | 2013-05-30 |  | 118780.5 | -12 | 13.25 | Vertical
613 | WM | 231 | WaterMark Matric Potential Sensor | 2013-05-30 |  | 118780.5 | -12 | 15.5 | Vertical
613 | WM | 232 | WaterMark Matric Potential Sensor | 2013-05-30 |  | 118780.5 | -12 | 18 | Vertical
613 | WM | 233 | WaterMark Matric Potential Sensor | 2013-05-30 |  | 118780.5 | -6 | 9.5 | Vertical
613 | WM | 234 | WaterMark Matric Potential Sensor | 2013-05-30 |  | 118780.5 | -6 | 13.25 | Vertical
613 | WM | 235 | WaterMark Matric Potential Sensor | 2013-05-30 |  | 118780.5 | -6 | 15.5 | Vertical
613 | WM | 236 | WaterMark Matric Potential Sensor | 2013-05-30 |  | 118780.5 | -6 | 18 | Vertical
613 | WM | 237 | WaterMark Matric Potential Sensor | 2013-05-30 |  | 118780.5 | 0 | 9.5 | Vertical
613 | WM | 238 | WaterMark Matric Potential Sensor | 2013-05-30 |  | 118780.5 | 0 | 13.25 | Vertical
613 | WM | 239 | WaterMark Matric Potential Sensor | 2013-05-30 |  | 118780.5 | 0 | 15.5 | Vertical
613 | WM | 240 | WaterMark Matric Potential Sensor | 2013-05-30 |  | 118780.5 | 0 | 18 | Vertical
814 | CE | 121 | Dynamic Strain - Tokyo Sokki (PML-60) | 2008-10-09 |  | 119351.71 | -11.3 | 0.021 | Longitudinal
814 | CE | 123 | Dynamic Strain - Tokyo Sokki (PML-60) | 2008-10-09 |  | 119352.71 | -11.2 | 0.021 | Longitudinal
814 | CE | 125 | Dynamic Strain - Tokyo Sokki (PML-60) | 2008-10-09 |  | 119352.69 | -10.2 | 0.021 | Angled
814 | CE | 127 | Dynamic Strain - Tokyo Sokki (PML-60) | 2008-10-09 |  | 119353.74 | -9.7 | 0.021 | Transverse
814 | CE | 129 | Dynamic Strain - Tokyo Sokki (PML-60) | 2008-10-09 |  | 119358 | -11.5 | 0.021 | Longitudinal
814 | CE | 131 | Dynamic Strain - Tokyo Sokki (PML-60) | 2008-10-09 |  | 119359 | -11 | 0.021 | Longitudinal
814 | CE | 133 | Dynamic Strain - Tokyo Sokki (PML-60) | 2008-10-09 |  | 119359 | -10 | 0.021 | Angled
814 | CE | 135 | Dynamic Strain - Tokyo Sokki (PML-60) | 2008-10-09 |  | 119360 | -9.5 | 0.021 | Transverse
814 | CE | 137 | Dynamic Strain - Tokyo Sokki (PML-60) | 2008-10-09 |  | 119351.71 | -11.6 | 5.748 | Longitudinal
814 | CE | 138 | Dynamic Strain - Tokyo Sokki (PML-60) | 2008-10-09 |  | 119352.71 | -11.2 | 5.748 | Longitudinal
814 | CE | 139 | Dynamic Strain - Tokyo Sokki (PML-60) | 2008-10-09 |  | 119352.69 | -10.2 | 5.748 | Angled
814 | CE | 140 | Dynamic Strain - Tokyo Sokki (PML-60) | 2008-10-09 |  | 119353.74 | -9.7 | 5.748 | Transverse
814 | DT | 105 | Linear Variable Differential Transducer | 2008-10-09 |  | 119349 | -12.2 | 0.756
814 | DT | 106 | Linear Variable Differential Transducer | 2008-10-09 |  | 119349 | -12.2 | 0.756
814 | FW | 129 | Concrete Vibrating Wire Strain Gauge [low modulus] (frequency) | 2008-10-09 |  | 119345.7 | -11.6 | 5.004 | Longitudinal
814 | FW | 130 | Concrete Vibrating Wire Strain Gauge [low modulus] (frequency) | 2008-10-09 |  | 119346.7 | -10.1 | 5.004 | Longitudinal
814 | FW | 131 | Concrete Vibrating Wire Strain Gauge [low modulus] (frequency) | 2008-10-09 |  | 119345.7 | -9.1 | 5.004 | Angled
814 | FW | 132 | Concrete Vibrating Wire Strain Gauge [low modulus] (frequency) | 2008-10-09 |  | 119347.7 | -9 | 5.004 | Transverse
814 | HC | 109 | Horizonal Clip Gauge - Tokyo Sokki (PI-5S-50/150) | 2008-10-09 |  | 119349 | -11 | 0.083 | Longitudinal
814 | HC | 110 | Horizonal Clip Gauge - Tokyo Sokki (PI-5S-50/150) | 2008-10-09 |  | 119349 | -10.5 | 0.417 | Longitudinal
814 | HC | 111 | Horizonal Clip Gauge - Tokyo Sokki (PI-5S-50/150) | 2008-10-09 |  | 119349 | -7.5 | 0.083 | Longitudinal
814 | HC | 112 | Horizonal Clip Gauge - Tokyo Sokki (PI-5S-50/150) | 2008-10-09 |  | 119349 | -7 | 0.417 | Longitudinal
814 | HV | 109 | Horizonal Clip Gauge - Tokyo Sokki (PI-5S-50/150) (voltage) | 2008-10-09 |  | 119349 | -11 | 0.083 | Longitudinal
814 | HV | 110 | Horizonal Clip Gauge - Tokyo Sokki (PI-5S-50/150) (voltage) | 2008-10-09 |  | 119349 | -10.5 | 0.417 | Longitudinal
814 | HV | 111 | Horizonal Clip Gauge - Tokyo Sokki (PI-5S-50/150) (voltage) | 2008-10-09 |  | 119349 | -7.5 | 0.083 | Longitudinal
814 | HV | 112 | Horizonal Clip Gauge - Tokyo Sokki (PI-5S-50/150) (voltage) | 2008-10-09 |  | 119349 | -7 | 0.417 | Longitudinal
814 | IV | 103 | Invar Rod | 2008-10-09 |  | 119349 | -12.2 | 0.417
814 | RW | 129 | Concrete Vibrating Wire Strain Gauge [low modulus] (resistance) | 2008-10-09 |  | 119345.7 | -11.6 | 5.004 | Longitudinal
814 | RW | 130 | Concrete Vibrating Wire Strain Gauge [low modulus] (resistance) | 2008-10-09 |  | 119346.7 | -10.1 | 5.004 | Longitudinal
814 | RW | 131 | Concrete Vibrating Wire Strain Gauge [low modulus] (resistance) | 2008-10-09 |  | 119345.7 | -9.1 | 5.004 | Angled
814 | RW | 132 | Concrete Vibrating Wire Strain Gauge [low modulus] (resistance) | 2008-10-09 |  | 119347.7 | -9 | 5.004 | Transverse
814 | TC | 109 | MnROAD Thermal Couple Tree - Omega | 2008-10-09 |  | 119349.41 | -11.1 | 0.504 | Vertical
814 | TC | 110 | MnROAD Thermal Couple Tree - Omega | 2008-10-09 |  | 119349.41 | -11.1 | 0.996 | Vertical
814 | TC | 111 | MnROAD Thermal Couple Tree - Omega | 2008-10-09 |  | 119349.41 | -11.1 | 1.5 | Vertical
814 | TC | 112 | MnROAD Thermal Couple Tree - Omega | 2008-10-09 |  | 119349.41 | -11.1 | 2.496 | Vertical
814 | TC | 113 | MnROAD Thermal Couple Tree - Omega | 2008-10-09 |  | 119349.41 | -11.1 | 3.996 | Vertical
814 | TC | 114 | MnROAD Thermal Couple Tree - Omega | 2008-10-09 |  | 119349.41 | -11.1 | 5.496 | Vertical
814 | TC | 117 | MnROAD Thermal Couple Tree - Omega | 2008-10-09 |  | 119351.79 | -8.6 | 0.504 | Vertical
814 | TC | 118 | MnROAD Thermal Couple Tree - Omega | 2008-10-09 |  | 119351.79 | -8.6 | 0.996 | Vertical
814 | TC | 119 | MnROAD Thermal Couple Tree - Omega | 2008-10-09 |  | 119351.79 | -8.6 | 1.5 | Vertical
814 | TC | 120 | MnROAD Thermal Couple Tree - Omega | 2008-10-09 |  | 119351.79 | -8.6 | 2.496 | Vertical
814 | TC | 121 | MnROAD Thermal Couple Tree - Omega | 2008-10-09 |  | 119351.79 | -8.6 | 3.996 | Vertical
814 | TC | 122 | MnROAD Thermal Couple Tree - Omega | 2008-10-09 |  | 119351.79 | -8.6 | 5.496 | Vertical
814 | VW | 129 | Concrete Vibrating Wire Strain Gauge [low modulus] | 2008-10-09 |  | 119345.71 | -11.6 | 5.004 | Longitudinal
814 | VW | 130 | Concrete Vibrating Wire Strain Gauge [low modulus] | 2008-10-09 |  | 119346.74 | -10.1 | 5.004 | Longitudinal
814 | VW | 131 | Concrete Vibrating Wire Strain Gauge [low modulus] | 2008-10-09 |  | 119345.68 | -9.1 | 5.004 | Angled
814 | VW | 132 | Concrete Vibrating Wire Strain Gauge [low modulus] | 2008-10-09 |  | 119347.65 | -9 | 5.004 | Transverse
814 | XV | 129 | Geokon Concrete Vibrating Wire Strain Gauge (Thermistor) | 2011-12-02 |  | 119345.71 | -11.6 | 3.852 | Longitudinal
814 | XV | 130 | Geokon Concrete Vibrating Wire Strain Gauge (Thermistor) | 2011-12-02 |  | 119346.74 | 10.1 | 4.152 | 45 Degrees
814 | XV | 131 | Geokon Concrete Vibrating Wire Strain Gauge (Thermistor) | 2011-12-02 |  | 119345.68 | -9.1 | 3.552 | Longitudinal
814 | XV | 132 | Geokon Concrete Vibrating Wire Strain Gauge (thermistor) | 2011-12-02 |  | 119347.65 | -9 | 3.852 | Longitudinal
914 | CE | 122 | Dynamic Strain - Tokyo Sokki (PML-60) | 2008-09-01 |  | 119381.63 | -11.7 | 5.748 | Longitudinal
914 | CE | 124 | Dynamic Strain - Tokyo Sokki (PML-60) | 2008-09-01 |  | 119382.68 | -11.2 | 5.748 | Longitudinal
914 | CE | 126 | Dynamic Strain - Tokyo Sokki (PML-60) | 2008-09-01 |  | 119382.69 | -10.2 | 5.748 | Angled
914 | CE | 128 | Dynamic Strain - Tokyo Sokki (PML-60) | 2008-09-01 |  | 119383.65 | -9.8 | 5.748 | Transverse
914 | CE | 130 | Dynamic Strain - Tokyo Sokki (PML-60) | 2008-09-01 |  | 119387.63 | -11.8 | 5.748 | Longitudinal
914 | CE | 132 | Dynamic Strain - Tokyo Sokki (PML-60) | 2008-09-01 |  | 119388.7 | -11.2 | 5.748 | Longitudinal
914 | CE | 134 | Dynamic Strain - Tokyo Sokki (PML-60) | 2008-09-01 |  | 119388.66 | -10.2 | 5.748 | Angled
914 | CE | 136 | Dynamic Strain - Tokyo Sokki (PML-60) | 2008-09-01 |  | 119389.56 | -9.8 | 5.748 | Transverse
914 | DT | 107 | Linear Variable Differential Transducer | 2008-10-30 |  | 119379 | -12.2 | 0.063
914 | DT | 108 | Linear Variable Differential Transducer | 2008-10-30 |  | 119379 | -12.2 | 0.063
914 | FW | 121 | Concrete Vibrating Wire Strain Gauge [low modulus] (frequency) | 2008-09-01 |  | 119375.6 | -11.6 | 0.996 | Longitudinal
914 | FW | 122 | Concrete Vibrating Wire Strain Gauge [low modulus] (frequency) | 2008-09-01 |  | 119375.6 | -11.7 | 5.004 | Longitudinal
914 | FW | 123 | Concrete Vibrating Wire Strain Gauge [low modulus] (frequency) | 2008-09-01 |  | 119376.6 | -10.3 | 0.996 | Longitudinal
914 | FW | 124 | Concrete Vibrating Wire Strain Gauge [low modulus] (frequency) | 2008-09-01 |  | 119376.6 | -10.2 | 5.004 | Longitudinal
914 | FW | 125 | Concrete Vibrating Wire Strain Gauge [low modulus] (frequency) | 2008-09-01 |  | 119375.6 | -9.2 | 0.996 | Angled
914 | FW | 126 | Concrete Vibrating Wire Strain Gauge [low modulus] (frequency) | 2008-09-01 |  | 119375.6 | -9.2 | 5.004 | Angled
914 | FW | 127 | Concrete Vibrating Wire Strain Gauge [low modulus] (frequency) | 2008-09-01 |  | 119377.5 | -9.2 | 0.996 | Transverse
914 | FW | 128 | Concrete Vibrating Wire Strain Gauge [low modulus] (frequency) | 2008-09-01 |  | 119377.5 | -9.2 | 5.004 | Transverse
914 | HC | 113 | Horizonal Clip Gauge - Tokyo Sokki (PI-5S-50/150) | 2008-10-10 |  | 119379 | -11 | 0.083
914 | HC | 114 | Horizonal Clip Gauge - Tokyo Sokki (PI-5S-50/150) | 2008-10-09 |  | 119379 | -10.5 | 5.004 | Longitudinal
914 | HC | 115 | Horizonal Clip Gauge - Tokyo Sokki (PI-5S-50/150) | 2008-10-10 |  | 119379 | -7.5 | 0.083
914 | HC | 116 | Horizonal Clip Gauge - Tokyo Sokki (PI-5S-50/150) | 2008-10-10 |  | 119379 | -7 | 0.417
914 | HV | 113 | Horizonal Clip Gauge - Tokyo Sokki (PI-5S-50/150) (voltage) | 2008-10-10 |  | 119379 | -11 | 0.083
914 | HV | 114 | Horizonal Clip Gauge - Tokyo Sokki (PI-5S-50/150) (voltage) | 2008-10-09 |  | 119379 | -10.5 | 5.004 | Longitudinal
914 | HV | 115 | Horizonal Clip Gauge - Tokyo Sokki (PI-5S-50/150) (voltage) | 2008-10-10 |  | 119379 | -7.5 | 0.083
914 | HV | 116 | Horizonal Clip Gauge - Tokyo Sokki (PI-5S-50/150) (voltage) | 2008-10-10 |  | 119379 | -7 | 0.417
914 | IV | 104 | Invar Rod | 2008-10-30 |  | 119379 | -12.2 | 0.417
914 | RW | 121 | Concrete Vibrating Wire Strain Gauge [low modulus] (resistance) | 2008-09-01 |  | 119375.6 | -11.6 | 0.996 | Longitudinal
914 | RW | 122 | Concrete Vibrating Wire Strain Gauge [low modulus] (resistance) | 2008-09-01 |  | 119375.6 | -11.7 | 5.004 | Longitudinal
914 | RW | 123 | Concrete Vibrating Wire Strain Gauge [low modulus] (resistance) | 2008-09-01 |  | 119376.6 | -10.3 | 0.996 | Longitudinal
914 | RW | 124 | Concrete Vibrating Wire Strain Gauge [low modulus] (resistance) | 2008-09-01 |  | 119376.6 | -10.2 | 5.004 | Longitudinal
914 | RW | 125 | Concrete Vibrating Wire Strain Gauge [low modulus] (resistance) | 2008-09-01 |  | 119375.6 | -9.2 | 0.996 | Angled
914 | RW | 126 | Concrete Vibrating Wire Strain Gauge [low modulus] (resistance) | 2008-09-01 |  | 119375.6 | -9.2 | 5.004 | Angled
914 | RW | 127 | Concrete Vibrating Wire Strain Gauge [low modulus] (resistance) | 2008-09-01 |  | 119377.5 | -9.2 | 0.996 | Transverse
914 | RW | 128 | Concrete Vibrating Wire Strain Gauge [low modulus] (resistance) | 2008-09-01 |  | 119377.5 | -9.2 | 5.004 | Transverse
914 | VW | 121 | Concrete Vibrating Wire Strain Gauge [low modulus] | 2008-09-01 |  | 119375.63 | -11.6 | 0.996 | Longitudinal
914 | VW | 122 | Concrete Vibrating Wire Strain Gauge [low modulus] | 2008-09-01 |  | 119375.61 | -11.7 | 5.004 | Longitudinal
914 | VW | 123 | Concrete Vibrating Wire Strain Gauge [low modulus] | 2008-09-01 |  | 119376.59 | -10.3 | 0.996 | Longitudinal
914 | VW | 124 | Concrete Vibrating Wire Strain Gauge [low modulus] | 2008-09-01 |  | 119376.58 | -10.2 | 5.004 | Longitudinal
914 | VW | 125 | Concrete Vibrating Wire Strain Gauge [low modulus] | 2008-09-01 |  | 119375.56 | -9.2 | 0.996 | Angled
914 | VW | 126 | Concrete Vibrating Wire Strain Gauge [low modulus] | 2008-09-01 |  | 119375.55 | -9.2 | 5.004 | Angled
914 | VW | 127 | Concrete Vibrating Wire Strain Gauge [low modulus] | 2008-09-01 |  | 119377.5 | -9.2 | 0.996 | Transverse
914 | VW | 128 | Concrete Vibrating Wire Strain Gauge [low modulus] | 2008-09-01 |  | 119377.52 | -9.2 | 5.004 | Transverse
914 | XV | 121 | Concrete Vibrating Wire Strain Gauge [low modulus] | 2008-10-10 |  | 119375.63 | -11.6 | 0.083
914 | XV | 122 | Concrete Vibrating Wire Strain Gauge [low modulus] | 2008-10-10 |  | 119375.61 | -11.7 | 0.417
914 | XV | 123 | Concrete Vibrating Wire Strain Gauge [low modulus] | 2008-10-10 |  | 119376.59 | -10.3 | 0.083
914 | XV | 124 | Concrete Vibrating Wire Strain Gauge [low modulus] | 2008-10-10 |  | 119376.58 | -10.2 | 0.417
914 | XV | 125 | Concrete Vibrating Wire Strain Gauge [low modulus] | 2008-10-10 |  | 119375.56 | -9.2 | 0.083
914 | XV | 126 | Concrete Vibrating Wire Strain Gauge [low modulus] | 2008-10-10 |  | 119375.55 | -9.2 | 0.417
914 | XV | 127 | Concrete Vibrating Wire Strain Gauge [low modulus] | 2008-10-10 |  | 119377.5 | -9.2 | 0.083
914 | XV | 128 | Concrete Vibrating Wire Strain Gauge [low modulus] | 2008-10-10 |  | 119377.52 | -9.2 | 0.417